{"text_format":"1","workbook":"xlsx","n_sheets":1,"sheets":["Price list"],"not_rendered":{"charts":0,"images":1,"macros":1,"external_links":0,"defined_names":68,"comments":0,"pivot_tables":0},"unopened":[],"bounds":{"document_bytes":16777216,"sheet_cells":100000,"rows_first":2000,"rows_last":500,"rows_between":2000,"halvings":0,"cell_chars":16384,"cell_head_chars":4096},"cells_cut":0,"cells_raw":0,"read":"whole","date_system":"1900"}

{"sheet":"Price list","index":0,"n_rows":6665,"n_cols":4,"rows_kept":6665,"cut":false,"hidden":false,"merged":[]}
[]
["Cenovnik NOARK Electric Europe s.r.o."]
["Srbija"]
["Kataloški br.","Tip","Opis","Bruto cena bez PDV-a (din)"]
[]
["Miniature Circuit  Breakers Ex9BH, 10 kA"]
[100270,"Ex9BH 1P B1 ","Automatski osigurač 10 kA, karakteristika B, 1 A, 1-polni",728.26804123711349]
[100271,"Ex9BH 1P B2 ","Automatski osigurač 10 kA, karakteristika B, 2 A, 1-polni",728.26804123711349]
[100272,"Ex9BH 1P B3 ","Automatski osigurač 10 kA, karakteristika B, 3 A, 1-polni",728.26804123711349]
[100273,"Ex9BH 1P B4 ","Automatski osigurač 10 kA, karakteristika B, 4 A, 1-polni",728.26804123711349]
[100274,"Ex9BH 1P B6 ","Automatski osigurač 10 kA, karakteristika B, 6 A, 1-polni",455.53608247422687]
[100275,"Ex9BH 1P B8 ","Automatski osigurač 10 kA, karakteristika B, 8 A, 1-polni",455.53608247422687]
[100276,"Ex9BH 1P B10 ","Automatski osigurač 10 kA, karakteristika B, 10 A, 1-polni",384.7731958762887]
[100277,"Ex9BH 1P B13 ","Automatski osigurač 10 kA, karakteristika B, 13 A, 1-polni",384.7731958762887]
[100278,"Ex9BH 1P B16 ","Automatski osigurač 10 kA, karakteristika B, 16 A, 1-polni",384.7731958762887]
[100279,"Ex9BH 1P B20 ","Automatski osigurač 10 kA, karakteristika B, 20 A, 1-polni",384.7731958762887]
[100280,"Ex9BH 1P B25 ","Automatski osigurač 10 kA, karakteristika B, 25 A, 1-polni",384.7731958762887]
[100281,"Ex9BH 1P B32 ","Automatski osigurač 10 kA, karakteristika B, 32 A, 1-polni",501.23711340206188]
[100282,"Ex9BH 1P B40 ","Automatski osigurač 10 kA, karakteristika B, 40 A, 1-polni",542.51546391752584]
[100283,"Ex9BH 1P B50 ","Automatski osigurač 10 kA, karakteristika B, 50 A, 1-polni",769.54639175257739]
[100284,"Ex9BH 1P B63 ","Automatski osigurač 10 kA, karakteristika B, 63 A, 1-polni",903.70103092783506]
[100285,"Ex9BH 1PN B1 ","Automatski osigurač 10 kA, karakteristika B, 1 A, 1+N-polni",1357.7628865979382]
[100286,"Ex9BH 1PN B2 ","Automatski osigurač 10 kA, karakteristika B, 2 A, 1+N-polni",1357.7628865979382]
[100287,"Ex9BH 1PN B3 ","Automatski osigurač 10 kA, karakteristika B, 3 A, 1+N-polni",1288.4742268041239]
[100288,"Ex9BH 1PN B4 ","Automatski osigurač 10 kA, karakteristika B, 4 A, 1+N-polni",1256.0412371134021]
[100289,"Ex9BH 1PN B6 ","Automatski osigurač 10 kA, karakteristika B, 6 A, 1+N-polni",1011.3195876288661]
[100290,"Ex9BH 1PN B8 ","Automatski osigurač 10 kA, karakteristika B, 8 A, 1+N-polni",1011.3195876288661]
[100291,"Ex9BH 1PN B10 ","Automatski osigurač 10 kA, karakteristika B, 10 A, 1+N-polni",645.71134020618558]
[100292,"Ex9BH 1PN B13 ","Automatski osigurač 10 kA, karakteristika B, 13 A, 1+N-polni",788.71134020618558]
[100293,"Ex9BH 1PN B16 ","Automatski osigurač 10 kA, karakteristika B, 16 A, 1+N-polni",645.71134020618558]
[100294,"Ex9BH 1PN B20 ","Automatski osigurač 10 kA, karakteristika B, 20 A, 1+N-polni",645.71134020618558]
[100295,"Ex9BH 1PN B25 ","Automatski osigurač 10 kA, karakteristika B, 25 A, 1+N-polni",695.83505154639181]
[100296,"Ex9BH 1PN B32 ","Automatski osigurač 10 kA, karakteristika B, 32 A, 1+N-polni",1029.0103092783509]
[100297,"Ex9BH 1PN B40 ","Automatski osigurač 10 kA, karakteristika B, 40 A, 1+N-polni",1340.0721649484535]
[100298,"Ex9BH 1PN B50 ","Automatski osigurač 10 kA, karakteristika B, 50 A, 1+N-polni",3266.8865979381449]
[100299,"Ex9BH 1PN B63 ","Automatski osigurač 10 kA, karakteristika B, 63 A, 1+N-polni",3421.6804123711345]
[100300,"Ex9BH 2P B1 ","Automatski osigurač 10 kA, karakteristika B, 1 A, 2-polni",1900.2783505154641]
[100301,"Ex9BH 2P B2 ","Automatski osigurač 10 kA, karakteristika B, 2 A, 2-polni",1573]
[100302,"Ex9BH 2P B3 ","Automatski osigurač 10 kA, karakteristika B, 3 A, 2-polni",1177.9072164948454]
[100303,"Ex9BH 2P B4 ","Automatski osigurač 10 kA, karakteristika B, 4 A, 2-polni",1113.0412371134021]
[100304,"Ex9BH 2P B6 ","Automatski osigurač 10 kA, karakteristika B, 6 A, 2-polni",964.14432989690727]
[100305,"Ex9BH 2P B8 ","Automatski osigurač 10 kA, karakteristika B, 8 A, 2-polni",964.14432989690727]
[100306,"Ex9BH 2P B10 ","Automatski osigurač 10 kA, karakteristika B, 10 A, 2-polni",751.85567010309273]
[100307,"Ex9BH 2P B13 ","Automatski osigurač 10 kA, karakteristika B, 13 A, 2-polni",773.96907216494856]
[100308,"Ex9BH 2P B16 ","Automatski osigurač 10 kA, karakteristika B, 16 A, 2-polni",751.85567010309273]
[100309,"Ex9BH 2P B20 ","Automatski osigurač 10 kA, karakteristika B, 20 A, 2-polni",751.85567010309273]
[100310,"Ex9BH 2P B25 ","Automatski osigurač 10 kA, karakteristika B, 25 A, 2-polni",748.90721649484544]
[100311,"Ex9BH 2P B32 ","Automatski osigurač 10 kA, karakteristika B, 32 A, 2-polni",748.90721649484544]
[100312,"Ex9BH 2P B40 ","Automatski osigurač 10 kA, karakteristika B, 40 A, 2-polni",1058.4948453608249]
[100313,"Ex9BH 2P B50 ","Automatski osigurač 10 kA, karakteristika B, 50 A, 2-polni",1571.5257731958764]
[100314,"Ex9BH 2P B63 ","Automatski osigurač 10 kA, karakteristika B, 63 A, 2-polni",1830.9896907216494]
[100315,"Ex9BH 3P B1 ","Automatski osigurač 10 kA, karakteristika B, 1 A, 3-polni",3137.1546391752581]
[100316,"Ex9BH 3P B2 ","Automatski osigurač 10 kA, karakteristika B, 2 A, 3-polni",3137.1546391752581]
[100317,"Ex9BH 3P B3 ","Automatski osigurač 10 kA, karakteristika B, 3 A, 3-polni",3137.1546391752581]
[100318,"Ex9BH 3P B4 ","Automatski osigurač 10 kA, karakteristika B, 4 A, 3-polni",3137.1546391752581]
[100319,"Ex9BH 3P B6 ","Automatski osigurač 10 kA, karakteristika B, 6 A, 3-polni",1480.1237113402062]
[100320,"Ex9BH 3P B8 ","Automatski osigurač 10 kA, karakteristika B, 8 A, 3-polni",1480.1237113402062]
[100321,"Ex9BH 3P B10 ","Automatski osigurač 10 kA, karakteristika B, 10 A, 3-polni",1211.8144329896909]
[100322,"Ex9BH 3P B13 ","Automatski osigurač 10 kA, karakteristika B, 13 A, 3-polni",1211.8144329896909]
[100323,"Ex9BH 3P B16 ","Automatski osigurač 10 kA, karakteristika B, 16 A, 3-polni",1211.8144329896909]
[100324,"Ex9BH 3P B20 ","Automatski osigurač 10 kA, karakteristika B, 20 A, 3-polni",1211.8144329896909]
[100325,"Ex9BH 3P B25 ","Automatski osigurač 10 kA, karakteristika B, 25 A, 3-polni",1211.8144329896909]
[100326,"Ex9BH 3P B32 ","Automatski osigurač 10 kA, karakteristika B, 32 A, 3-polni",1366.6082474226805]
[100327,"Ex9BH 3P B40 ","Automatski osigurač 10 kA, karakteristika B, 40 A, 3-polni",1830.9896907216494]
[100328,"Ex9BH 3P B50 ","Automatski osigurač 10 kA, karakteristika B, 50 A, 3-polni",2037.3814432989693]
[100329,"Ex9BH 3P B63 ","Automatski osigurač 10 kA, karakteristika B, 63 A, 3-polni",2270.3092783505153]
[100330,"Ex9BH 3PN B1 ","Automatski osigurač 10 kA, karakteristika B, 1 A, 3+N-polni",2898.3298969072166]
[100331,"Ex9BH 3PN B2 ","Automatski osigurač 10 kA, karakteristika B, 2 A, 3+N-polni",2898.3298969072166]
[100332,"Ex9BH 3PN B3 ","Automatski osigurač 10 kA, karakteristika B, 3 A, 3+N-polni",2574.0000000000005]
[100333,"Ex9BH 3PN B4 ","Automatski osigurač 10 kA, karakteristika B, 4 A, 3+N-polni",2574.0000000000005]
[100334,"Ex9BH 3PN B6 ","Automatski osigurač 10 kA, karakteristika B, 6 A, 3+N-polni",2190.7010309278353]
[100335,"Ex9BH 3PN B8 ","Automatski osigurač 10 kA, karakteristika B, 8 A, 3+N-polni",2086.0309278350519]
[100336,"Ex9BH 3PN B10 ","Automatski osigurač 10 kA, karakteristika B, 10 A, 3+N-polni",1685.0412371134021]
[100337,"Ex9BH 3PN B13 ","Automatski osigurač 10 kA, karakteristika B, 13 A, 3+N-polni",1702.7319587628867]
[100338,"Ex9BH 3PN B16 ","Automatski osigurač 10 kA, karakteristika B, 16 A, 3+N-polni",1685.0412371134021]
[100339,"Ex9BH 3PN B20 ","Automatski osigurač 10 kA, karakteristika B, 20 A, 3+N-polni",1685.0412371134021]
[100340,"Ex9BH 3PN B25 ","Automatski osigurač 10 kA, karakteristika B, 25 A, 3+N-polni",2010.8453608247426]
[100341,"Ex9BH 3PN B32 ","Automatski osigurač 10 kA, karakteristika B, 32 A, 3+N-polni",2010.8453608247426]
[100342,"Ex9BH 3PN B40 ","Automatski osigurač 10 kA, karakteristika B, 40 A, 3+N-polni",2436.8969072164955]
[100343,"Ex9BH 3PN B50 ","Automatski osigurač 10 kA, karakteristika B, 50 A, 3+N-polni",3585.3195876288669]
[100344,"Ex9BH 3PN B63 ","Automatski osigurač 10 kA, karakteristika B, 63 A, 3+N-polni",3636.9175257731968]
[100345,"Ex9BH 4P B1 ","Automatski osigurač 10 kA, karakteristika B, 1 A, 4-polni",5041.8556701030939]
[100346,"Ex9BH 4P B2 ","Automatski osigurač 10 kA, karakteristika B, 2 A, 4-polni",5041.8556701030939]
[100347,"Ex9BH 4P B3 ","Automatski osigurač 10 kA, karakteristika B, 3 A, 4-polni",5041.8556701030939]
[100348,"Ex9BH 4P B4 ","Automatski osigurač 10 kA, karakteristika B, 4 A, 4-polni",3492.4432989690731]
[100349,"Ex9BH 4P B6 ","Automatski osigurač 10 kA, karakteristika B, 6 A, 4-polni",3492.4432989690731]
[100350,"Ex9BH 4P B8 ","Automatski osigurač 10 kA, karakteristika B, 8 A, 4-polni",3492.4432989690731]
[100351,"Ex9BH 4P B10 ","Automatski osigurač 10 kA, karakteristika B, 10 A, 4-polni",2945.5051546391755]
[100352,"Ex9BH 4P B13 ","Automatski osigurač 10 kA, karakteristika B, 13 A, 4-polni",2945.5051546391755]
[100353,"Ex9BH 4P B16 ","Automatski osigurač 10 kA, karakteristika B, 16 A, 4-polni",2945.5051546391755]
[100354,"Ex9BH 4P B20 ","Automatski osigurač 10 kA, karakteristika B, 20 A, 4-polni",2945.5051546391755]
[100355,"Ex9BH 4P B25 ","Automatski osigurač 10 kA, karakteristika B, 25 A, 4-polni",2945.5051546391755]
[100356,"Ex9BH 4P B32 ","Automatski osigurač 10 kA, karakteristika B, 32 A, 4-polni",3330.2783505154639]
[100357,"Ex9BH 4P B40 ","Automatski osigurač 10 kA, karakteristika B, 40 A, 4-polni",3330.2783505154639]
[100358,"Ex9BH 4P B50 ","Automatski osigurač 10 kA, karakteristika B, 50 A, 4-polni",6557.360824742269]
[100359,"Ex9BH 4P B63 ","Automatski osigurač 10 kA, karakteristika B, 63 A, 4-polni",6557.360824742269]
[100360,"Ex9BH 1P C1 ","Automatski osigurač 10 kA, karakteristika C, 1 A, 1-polni",728.26804123711349]
[100361,"Ex9BH 1P C2 ","Automatski osigurač 10 kA, karakteristika C, 2 A, 1-polni",728.26804123711349]
[100362,"Ex9BH 1P C3 ","Automatski osigurač 10 kA, karakteristika C, 3 A, 1-polni",728.26804123711349]
[100363,"Ex9BH 1P C4 ","Automatski osigurač 10 kA, karakteristika C, 4 A, 1-polni",728.26804123711349]
[100364,"Ex9BH 1P C6 ","Automatski osigurač 10 kA, karakteristika C, 6 A, 1-polni",443.74226804123708]
[100365,"Ex9BH 1P C8 ","Automatski osigurač 10 kA, karakteristika C, 8 A, 1-polni",443.74226804123708]
[100366,"Ex9BH 1P C10 ","Automatski osigurač 10 kA, karakteristika C, 10 A, 1-polni",395.09278350515473]
[100367,"Ex9BH 1P C13 ","Automatski osigurač 10 kA, karakteristika C, 13 A, 1-polni",395.09278350515473]
[100368,"Ex9BH 1P C16 ","Automatski osigurač 10 kA, karakteristika C, 16 A, 1-polni",395.09278350515473]
[100369,"Ex9BH 1P C20 ","Automatski osigurač 10 kA, karakteristika C, 20 A, 1-polni",395.09278350515473]
[100370,"Ex9BH 1P C25 ","Automatski osigurač 10 kA, karakteristika C, 25 A, 1-polni",395.09278350515473]
[100371,"Ex9BH 1P C32 ","Automatski osigurač 10 kA, karakteristika C, 32 A, 1-polni",501.23711340206188]
[100372,"Ex9BH 1P C40 ","Automatski osigurač 10 kA, karakteristika C, 40 A, 1-polni",607.3814432989692]
[100373,"Ex9BH 1P C50 ","Automatski osigurač 10 kA, karakteristika C, 50 A, 1-polni",819.67010309278362]
[100374,"Ex9BH 1P C63 ","Automatski osigurač 10 kA, karakteristika C, 63 A, 1-polni",925.814432989691]
[100375,"Ex9BH 1PN C1 ","Automatski osigurač 10 kA, karakteristika C, 1 A, 1+N-polni",1390.19587628866]
[100376,"Ex9BH 1PN C2 ","Automatski osigurač 10 kA, karakteristika C, 2 A, 1+N-polni",942.03092783505156]
[100377,"Ex9BH 1PN C3 ","Automatski osigurač 10 kA, karakteristika C, 3 A, 1+N-polni",1319.4329896907218]
[100378,"Ex9BH 1PN C4 ","Automatski osigurač 10 kA, karakteristika C, 4 A, 1+N-polni",928.76288659793829]
[100379,"Ex9BH 1PN C6 ","Automatski osigurač 10 kA, karakteristika C, 6 A, 1+N-polni",928.76288659793829]
[100380,"Ex9BH 1PN C8 ","Automatski osigurač 10 kA, karakteristika C, 8 A, 1+N-polni",1228.0309278350517]
[100381,"Ex9BH 1PN C10 ","Automatski osigurač 10 kA, karakteristika C, 10 A, 1+N-polni",670.7731958762887]
[100382,"Ex9BH 1PN C13 ","Automatski osigurač 10 kA, karakteristika C, 13 A, 1+N-polni",684.04123711340208]
[100383,"Ex9BH 1PN C16 ","Automatski osigurač 10 kA, karakteristika C, 16 A, 1+N-polni",670.7731958762887]
[100384,"Ex9BH 1PN C20 ","Automatski osigurač 10 kA, karakteristika C, 20 A, 1+N-polni",670.7731958762887]
[100385,"Ex9BH 1PN C25 ","Automatski osigurač 10 kA, karakteristika C, 25 A, 1+N-polni",695.83505154639181]
[100386,"Ex9BH 1PN C32 ","Automatski osigurač 10 kA, karakteristika C, 32 A, 1+N-polni",1030.4845360824741]
[100387,"Ex9BH 1PN C40 ","Automatski osigurač 10 kA, karakteristika C, 40 A, 1+N-polni",1394.6185567010311]
[100388,"Ex9BH 1PN C50 ","Automatski osigurač 10 kA, karakteristika C, 50 A, 1+N-polni",2787.7628865979386]
[100389,"Ex9BH 1PN C63 ","Automatski osigurač 10 kA, karakteristika C, 63 A, 1+N-polni",2833.4639175257735]
[100390,"Ex9BH 2P C1 ","Automatski osigurač 10 kA, karakteristika C, 1 A, 2-polni",1368.0824742268042]
[100391,"Ex9BH 2P C2 ","Automatski osigurač 10 kA, karakteristika C, 2 A, 2-polni",1368.0824742268042]
[100392,"Ex9BH 2P C3 ","Automatski osigurač 10 kA, karakteristika C, 3 A, 2-polni",1368.0824742268042]
[100393,"Ex9BH 2P C4 ","Automatski osigurač 10 kA, karakteristika C, 4 A, 2-polni",1368.0824742268042]
[100394,"Ex9BH 2P C6 ","Automatski osigurač 10 kA, karakteristika C, 6 A, 2-polni",980.36082474226828]
[100395,"Ex9BH 2P C8 ","Automatski osigurač 10 kA, karakteristika C, 8 A, 2-polni",1191.1752577319589]
[100396,"Ex9BH 2P C10 ","Automatski osigurač 10 kA, karakteristika C, 10 A, 2-polni",797.55670103092791]
[100397,"Ex9BH 2P C13 ","Automatski osigurač 10 kA, karakteristika C, 13 A, 2-polni",859.47422680412376]
[100398,"Ex9BH 2P C16 ","Automatski osigurač 10 kA, karakteristika C, 16 A, 2-polni",797.55670103092791]
[100399,"Ex9BH 2P C20 ","Automatski osigurač 10 kA, karakteristika C, 20 A, 2-polni",797.55670103092791]
[100400,"Ex9BH 2P C25 ","Automatski osigurač 10 kA, karakteristika C, 25 A, 2-polni",797.55670103092791]
[100401,"Ex9BH 2P C32 ","Automatski osigurač 10 kA, karakteristika C, 32 A, 2-polni",1030.4845360824741]
[100402,"Ex9BH 2P C40 ","Automatski osigurač 10 kA, karakteristika C, 40 A, 2-polni",1250.1443298969075]
[100403,"Ex9BH 2P C50 ","Automatski osigurač 10 kA, karakteristika C, 50 A, 2-polni",1624.5979381443301]
[100404,"Ex9BH 2P C63 ","Automatski osigurač 10 kA, karakteristika C, 63 A, 2-polni",1882.5876288659792]
[100405,"Ex9BH 3P C1 ","Automatski osigurač 10 kA, karakteristika C, 1 A, 3-polni",2429.5257731958768]
[100406,"Ex9BH 3P C2 ","Automatski osigurač 10 kA, karakteristika C, 2 A, 3-polni",2429.5257731958768]
[100407,"Ex9BH 3P C3 ","Automatski osigurač 10 kA, karakteristika C, 3 A, 3-polni",2429.5257731958768]
[100408,"Ex9BH 3P C4 ","Automatski osigurač 10 kA, karakteristika C, 4 A, 3-polni",2429.5257731958768]
[100409,"Ex9BH 3P C6 ","Automatski osigurač 10 kA, karakteristika C, 6 A, 3-polni",1677.6701030927841]
[100410,"Ex9BH 3P C8 ","Automatski osigurač 10 kA, karakteristika C, 8 A, 3-polni",1677.6701030927841]
[100411,"Ex9BH 3P C10 ","Automatski osigurač 10 kA, karakteristika C, 10 A, 3-polni",1291.4226804123712]
[100412,"Ex9BH 3P C13 ","Automatski osigurač 10 kA, karakteristika C, 13 A, 3-polni",1291.4226804123712]
[100413,"Ex9BH 3P C16 ","Automatski osigurač 10 kA, karakteristika C, 16 A, 3-polni",1291.4226804123712]
[100414,"Ex9BH 3P C20 ","Automatski osigurač 10 kA, karakteristika C, 20 A, 3-polni",1291.4226804123712]
[100415,"Ex9BH 3P C25 ","Automatski osigurač 10 kA, karakteristika C, 25 A, 3-polni",1291.4226804123712]
[100416,"Ex9BH 3P C32 ","Automatski osigurač 10 kA, karakteristika C, 32 A, 3-polni",1518.4536082474228]
[100417,"Ex9BH 3P C40 ","Automatski osigurač 10 kA, karakteristika C, 40 A, 3-polni",2012.3195876288664]
[100418,"Ex9BH 3P C50 ","Automatski osigurač 10 kA, karakteristika C, 50 A, 3-polni",2243.7731958762888]
[100419,"Ex9BH 3P C63 ","Automatski osigurač 10 kA, karakteristika C, 63 A, 3-polni",2500.288659793815]
[100420,"Ex9BH 3PN C1 ","Automatski osigurač 10 kA, karakteristika C, 1 A, 3+N-polni",2604.9587628865988]
[100421,"Ex9BH 3PN C2 ","Automatski osigurač 10 kA, karakteristika C, 2 A, 3+N-polni",2478.1752577319589]
[100422,"Ex9BH 3PN C3 ","Automatski osigurač 10 kA, karakteristika C, 3 A, 3+N-polni",2333.7010309278353]
[100423,"Ex9BH 3PN C4 ","Automatski osigurač 10 kA, karakteristika C, 4 A, 3+N-polni",2320.4329896907216]
[100424,"Ex9BH 3PN C6 ","Automatski osigurač 10 kA, karakteristika C, 6 A, 3+N-polni",2320.4329896907216]
[100425,"Ex9BH 3PN C8 ","Automatski osigurač 10 kA, karakteristika C, 8 A, 3+N-polni",2296.8453608247423]
[100426,"Ex9BH 3PN C10 ","Automatski osigurač 10 kA, karakteristika C, 10 A, 3+N-polni",2037.3814432989693]
[100427,"Ex9BH 3PN C13 ","Automatski osigurač 10 kA, karakteristika C, 13 A, 3+N-polni",2037.3814432989693]
[100428,"Ex9BH 3PN C16 ","Automatski osigurač 10 kA, karakteristika C, 16 A, 3+N-polni",2037.3814432989693]
[100429,"Ex9BH 3PN C20 ","Automatski osigurač 10 kA, karakteristika C, 20 A, 3+N-polni",2037.3814432989693]
[100430,"Ex9BH 3PN C25 ","Automatski osigurač 10 kA, karakteristika C, 25 A, 3+N-polni",2063.9175257731963]
[100431,"Ex9BH 3PN C32 ","Automatski osigurač 10 kA, karakteristika C, 32 A, 3+N-polni",2063.9175257731963]
[100432,"Ex9BH 3PN C40 ","Automatski osigurač 10 kA, karakteristika C, 40 A, 3+N-polni",2425.1030927835054]
[100433,"Ex9BH 3PN C50 ","Automatski osigurač 10 kA, karakteristika C, 50 A, 3+N-polni",3636.9175257731968]
[100434,"Ex9BH 3PN C63 ","Automatski osigurač 10 kA, karakteristika C, 63 A, 3+N-polni",3688.5154639175262]
[100435,"Ex9BH 4P C1 ","Automatski osigurač 10 kA, karakteristika C, 1 A, 4-polni",5146.5257731958764]
[100436,"Ex9BH 4P C2 ","Automatski osigurač 10 kA, karakteristika C, 2 A, 4-polni",5146.5257731958764]
[100437,"Ex9BH 4P C3 ","Automatski osigurač 10 kA, karakteristika C, 3 A, 4-polni",4385.8247422680424]
[100438,"Ex9BH 4P C4 ","Automatski osigurač 10 kA, karakteristika C, 4 A, 4-polni",4385.8247422680424]
[100439,"Ex9BH 4P C6 ","Automatski osigurač 10 kA, karakteristika C, 6 A, 4-polni",2972.0412371134021]
[100440,"Ex9BH 4P C8 ","Automatski osigurač 10 kA, karakteristika C, 8 A, 4-polni",2972.0412371134021]
[100441,"Ex9BH 4P C10 ","Automatski osigurač 10 kA, karakteristika C, 10 A, 4-polni",2945.5051546391755]
[100442,"Ex9BH 4P C13 ","Automatski osigurač 10 kA, karakteristika C, 13 A, 4-polni",2945.5051546391755]
[100443,"Ex9BH 4P C16 ","Automatski osigurač 10 kA, karakteristika C, 16 A, 4-polni",2945.5051546391755]
[100444,"Ex9BH 4P C20 ","Automatski osigurač 10 kA, karakteristika C, 20 A, 4-polni",3330.2783505154639]
[100445,"Ex9BH 4P C25 ","Automatski osigurač 10 kA, karakteristika C, 25 A, 4-polni",3330.2783505154639]
[100446,"Ex9BH 4P C32 ","Automatski osigurač 10 kA, karakteristika C, 32 A, 4-polni",3330.2783505154639]
[100447,"Ex9BH 4P C40 ","Automatski osigurač 10 kA, karakteristika C, 40 A, 4-polni",3492.4432989690731]
[100448,"Ex9BH 4P C50 ","Automatski osigurač 10 kA, karakteristika C, 50 A, 4-polni",6558.8350515463935]
[100449,"Ex9BH 4P C63 ","Automatski osigurač 10 kA, karakteristika C, 63 A, 4-polni",6558.8350515463935]
[100450,"Ex9BH 1P D1 ","Automatski osigurač 10 kA, karakteristika D, 1 A, 1-polni",759.22680412371142]
[100451,"Ex9BH 1P D2 ","Automatski osigurač 10 kA, karakteristika D, 2 A, 1-polni",759.22680412371142]
[100452,"Ex9BH 1P D3 ","Automatski osigurač 10 kA, karakteristika D, 3 A, 1-polni",759.22680412371142]
[100453,"Ex9BH 1P D4 ","Automatski osigurač 10 kA, karakteristika D, 4 A, 1-polni",759.22680412371142]
[100454,"Ex9BH 1P D6 ","Automatski osigurač 10 kA, karakteristika D, 6 A, 1-polni",476.17525773195882]
[100455,"Ex9BH 1P D8 ","Automatski osigurač 10 kA, karakteristika D, 8 A, 1-polni",476.17525773195882]
[100456,"Ex9BH 1P D10 ","Automatski osigurač 10 kA, karakteristika D, 10 A, 1-polni",455.53608247422687]
[100457,"Ex9BH 1P D13 ","Automatski osigurač 10 kA, karakteristika D, 13 A, 1-polni",455.53608247422687]
[100458,"Ex9BH 1P D16 ","Automatski osigurač 10 kA, karakteristika D, 16 A, 1-polni",455.53608247422687]
[100459,"Ex9BH 1P D20 ","Automatski osigurač 10 kA, karakteristika D, 20 A, 1-polni",455.53608247422687]
[100460,"Ex9BH 1P D25 ","Automatski osigurač 10 kA, karakteristika D, 25 A, 1-polni",455.53608247422687]
[100461,"Ex9BH 1P D32 ","Automatski osigurač 10 kA, karakteristika D, 32 A, 1-polni",546.938144329897]
[100462,"Ex9BH 1P D40 ","Automatski osigurač 10 kA, karakteristika D, 40 A, 1-polni",880.11340206185571]
[100463,"Ex9BH 1P D50 ","Automatski osigurač 10 kA, karakteristika D, 50 A, 1-polni",1835.4123711340208]
[100464,"Ex9BH 1P D63 ","Automatski osigurač 10 kA, karakteristika D, 63 A, 1-polni",1997.5773195876295]
[100465,"Ex9BH 1PN D1 ","Automatski osigurač 10 kA, karakteristika D, 1 A, 1+N-polni",2248.1958762886597]
[100466,"Ex9BH 1PN D2 ","Automatski osigurač 10 kA, karakteristika D, 2 A, 1+N-polni",2248.1958762886597]
[100467,"Ex9BH 1PN D3 ","Automatski osigurač 10 kA, karakteristika D, 3 A, 1+N-polni",2248.1958762886597]
[100468,"Ex9BH 1PN D4 ","Automatski osigurač 10 kA, karakteristika D, 4 A, 1+N-polni",1260.4639175257735]
[100469,"Ex9BH 1PN D6 ","Automatski osigurač 10 kA, karakteristika D, 6 A, 1+N-polni",1260.4639175257735]
[100470,"Ex9BH 1PN D8 ","Automatski osigurač 10 kA, karakteristika D, 8 A, 1+N-polni",1260.4639175257735]
[100471,"Ex9BH 1PN D10 ","Automatski osigurač 10 kA, karakteristika D, 10 A, 1+N-polni",1148.4226804123712]
[100472,"Ex9BH 1PN D13 ","Automatski osigurač 10 kA, karakteristika D, 13 A, 1+N-polni",1148.4226804123712]
[100473,"Ex9BH 1PN D16 ","Automatski osigurač 10 kA, karakteristika D, 16 A, 1+N-polni",1148.4226804123712]
[100474,"Ex9BH 1PN D20 ","Automatski osigurač 10 kA, karakteristika D, 20 A, 1+N-polni",1148.4226804123712]
[100475,"Ex9BH 1PN D25 ","Automatski osigurač 10 kA, karakteristika D, 25 A, 1+N-polni",1266.3608247422681]
[100476,"Ex9BH 1PN D32 ","Automatski osigurač 10 kA, karakteristika D, 32 A, 1+N-polni",1373.9793814432994]
[100477,"Ex9BH 1PN D40 ","Automatski osigurač 10 kA, karakteristika D, 40 A, 1+N-polni",1550.8865979381444]
[100478,"Ex9BH 1PN D50 ","Automatski osigurač 10 kA, karakteristika D, 50 A, 1+N-polni",2964.6701030927838]
[100479,"Ex9BH 1PN D63 ","Automatski osigurač 10 kA, karakteristika D, 63 A, 1+N-polni",2964.6701030927838]
[100480,"Ex9BH 2P D1 ","Automatski osigurač 10 kA, karakteristika D, 1 A, 2-polni",2226.0824742268042]
[100481,"Ex9BH 2P D2 ","Automatski osigurač 10 kA, karakteristika D, 2 A, 2-polni",2226.0824742268042]
[100482,"Ex9BH 2P D3 ","Automatski osigurač 10 kA, karakteristika D, 3 A, 2-polni",2226.0824742268042]
[100483,"Ex9BH 2P D4 ","Automatski osigurač 10 kA, karakteristika D, 4 A, 2-polni",1340.0721649484535]
[100484,"Ex9BH 2P D6 ","Automatski osigurač 10 kA, karakteristika D, 6 A, 2-polni",953.82474226804118]
[100485,"Ex9BH 2P D8 ","Automatski osigurač 10 kA, karakteristika D, 8 A, 2-polni",1247.19587628866]
[100486,"Ex9BH 2P D10 ","Automatski osigurač 10 kA, karakteristika D, 10 A, 2-polni",875.69072164948477]
[100487,"Ex9BH 2P D13 ","Automatski osigurač 10 kA, karakteristika D, 13 A, 2-polni",875.69072164948477]
[100488,"Ex9BH 2P D16 ","Automatski osigurač 10 kA, karakteristika D, 16 A, 2-polni",875.69072164948477]
[100489,"Ex9BH 2P D20 ","Automatski osigurač 10 kA, karakteristika D, 20 A, 2-polni",875.69072164948477]
[100490,"Ex9BH 2P D25 ","Automatski osigurač 10 kA, karakteristika D, 25 A, 2-polni",875.69072164948477]
[100491,"Ex9BH 2P D32 ","Automatski osigurač 10 kA, karakteristika D, 32 A, 2-polni",1006.8969072164948]
[100492,"Ex9BH 2P D40 ","Automatski osigurač 10 kA, karakteristika D, 40 A, 2-polni",1343.020618556701]
[100493,"Ex9BH 2P D50 ","Automatski osigurač 10 kA, karakteristika D, 50 A, 2-polni",2935.1855670103096]
[100494,"Ex9BH 2P D63 ","Automatski osigurač 10 kA, karakteristika D, 63 A, 2-polni",2935.1855670103096]
[100495,"Ex9BH 3P D1 ","Automatski osigurač 10 kA, karakteristika D, 1 A, 3-polni",3340.5979381443303]
[100496,"Ex9BH 3P D2 ","Automatski osigurač 10 kA, karakteristika D, 2 A, 3-polni",3340.5979381443303]
[100497,"Ex9BH 3P D3 ","Automatski osigurač 10 kA, karakteristika D, 3 A, 3-polni",3340.5979381443303]
[100498,"Ex9BH 3P D4 ","Automatski osigurač 10 kA, karakteristika D, 4 A, 3-polni",3340.5979381443303]
[100499,"Ex9BH 3P D6 ","Automatski osigurač 10 kA, karakteristika D, 6 A, 3-polni",1583.3195876288664]
[100500,"Ex9BH 3P D8 ","Automatski osigurač 10 kA, karakteristika D, 8 A, 3-polni",1583.3195876288664]
[100501,"Ex9BH 3P D10 ","Automatski osigurač 10 kA, karakteristika D, 10 A, 3-polni",1366.6082474226805]
[100502,"Ex9BH 3P D13 ","Automatski osigurač 10 kA, karakteristika D, 13 A, 3-polni",1366.6082474226805]
[100503,"Ex9BH 3P D16 ","Automatski osigurač 10 kA, karakteristika D, 16 A, 3-polni",1366.6082474226805]
[100504,"Ex9BH 3P D20 ","Automatski osigurač 10 kA, karakteristika D, 20 A, 3-polni",1366.6082474226805]
[100505,"Ex9BH 3P D25 ","Automatski osigurač 10 kA, karakteristika D, 25 A, 3-polni",1366.6082474226805]
[100506,"Ex9BH 3P D32 ","Automatski osigurač 10 kA, karakteristika D, 32 A, 3-polni",1546.4639175257732]
[100507,"Ex9BH 3P D40 ","Automatski osigurač 10 kA, karakteristika D, 40 A, 3-polni",2012.3195876288664]
[100508,"Ex9BH 3P D50 ","Automatski osigurač 10 kA, karakteristika D, 50 A, 3-polni",5245.2989690721652]
[100509,"Ex9BH 3P D63 ","Automatski osigurač 10 kA, karakteristika D, 63 A, 3-polni",5352.9175257731968]
[100510,"Ex9BH 3PN D1 ","Automatski osigurač 10 kA, karakteristika D, 1 A, 3+N-polni",4717.5257731958773]
[100511,"Ex9BH 3PN D2 ","Automatski osigurač 10 kA, karakteristika D, 2 A, 3+N-polni",4717.5257731958773]
[100512,"Ex9BH 3PN D3 ","Automatski osigurač 10 kA, karakteristika D, 3 A, 3+N-polni",4018.7422680412378]
[100513,"Ex9BH 3PN D4 ","Automatski osigurač 10 kA, karakteristika D, 4 A, 3+N-polni",4018.7422680412378]
[100514,"Ex9BH 3PN D6 ","Automatski osigurač 10 kA, karakteristika D, 6 A, 3+N-polni",2345.4948453608249]
[100515,"Ex9BH 3PN D8 ","Automatski osigurač 10 kA, karakteristika D, 8 A, 3+N-polni",2724.3711340206187]
[100516,"Ex9BH 3PN D10 ","Automatski osigurač 10 kA, karakteristika D, 10 A, 3+N-polni",2190.7010309278353]
[100517,"Ex9BH 3PN D13 ","Automatski osigurač 10 kA, karakteristika D, 13 A, 3+N-polni",2190.7010309278353]
[100518,"Ex9BH 3PN D16 ","Automatski osigurač 10 kA, karakteristika D, 16 A, 3+N-polni",2190.7010309278353]
[100519,"Ex9BH 3PN D20 ","Automatski osigurač 10 kA, karakteristika D, 20 A, 3+N-polni",2190.7010309278353]
[100520,"Ex9BH 3PN D25 ","Automatski osigurač 10 kA, karakteristika D, 25 A, 3+N-polni",3051.6494845360826]
[100521,"Ex9BH 3PN D32 ","Automatski osigurač 10 kA, karakteristika D, 32 A, 3+N-polni",3535.1958762886602]
[100522,"Ex9BH 3PN D40 ","Automatski osigurač 10 kA, karakteristika D, 40 A, 3+N-polni",3636.9175257731968]
[100523,"Ex9BH 3PN D50 ","Automatski osigurač 10 kA, karakteristika D, 50 A, 3+N-polni",6013.3711340206191]
[100524,"Ex9BH 3PN D63 ","Automatski osigurač 10 kA, karakteristika D, 63 A, 3+N-polni",6013.3711340206191]
[100525,"Ex9BH 4P D1 ","Automatski osigurač 10 kA, karakteristika D, 1 A, 4-polni",5662.505154639176]
[100526,"Ex9BH 4P D2 ","Automatski osigurač 10 kA, karakteristika D, 2 A, 4-polni",5662.505154639176]
[100527,"Ex9BH 4P D3 ","Automatski osigurač 10 kA, karakteristika D, 3 A, 4-polni",4820.7216494845361]
[100528,"Ex9BH 4P D4 ","Automatski osigurač 10 kA, karakteristika D, 4 A, 4-polni",4820.7216494845361]
[100529,"Ex9BH 4P D6 ","Automatski osigurač 10 kA, karakteristika D, 6 A, 4-polni",3271.3092783505163]
[100530,"Ex9BH 4P D8 ","Automatski osigurač 10 kA, karakteristika D, 8 A, 4-polni",3271.3092783505163]
[100531,"Ex9BH 4P D10 ","Automatski osigurač 10 kA, karakteristika D, 10 A, 4-polni",3240.3505154639179]
[100532,"Ex9BH 4P D13 ","Automatski osigurač 10 kA, karakteristika D, 13 A, 4-polni",3240.3505154639179]
[100533,"Ex9BH 4P D16 ","Automatski osigurač 10 kA, karakteristika D, 16 A, 4-polni",3240.3505154639179]
[100534,"Ex9BH 4P D20 ","Automatski osigurač 10 kA, karakteristika D, 20 A, 4-polni",3663.4536082474228]
[100535,"Ex9BH 4P D25 ","Automatski osigurač 10 kA, karakteristika D, 25 A, 4-polni",3663.4536082474228]
[100536,"Ex9BH 4P D32 ","Automatski osigurač 10 kA, karakteristika D, 32 A, 4-polni",3663.4536082474228]
[100537,"Ex9BH 4P D40 ","Automatski osigurač 10 kA, karakteristika D, 40 A, 4-polni",3841.8350515463926]
[100538,"Ex9BH 4P D50 ","Automatski osigurač 10 kA, karakteristika D, 50 A, 4-polni",7213.3917525773204]
[100539,"Ex9BH 4P D63 ","Automatski osigurač 10 kA, karakteristika D, 63 A, 4-polni",7213.3917525773204]
[]
["Miniature Circuit  Breakers Ex9BN, 6 kA"]
[100000,"Ex9BN 1P B1 ","Automatski osigurač 6 kA, karakteristika B, 1 A, 1-polni",549.8865979381444]
[100001,"Ex9BN 1P B2 ","Automatski osigurač 6 kA, karakteristika B, 2 A, 1-polni",549.8865979381444]
[100002,"Ex9BN 1P B3 ","Automatski osigurač 6 kA, karakteristika B, 3 A, 1-polni",549.8865979381444]
[100003,"Ex9BN 1P B4 ","Automatski osigurač 6 kA, karakteristika B, 4 A, 1-polni",549.8865979381444]
[100004,"Ex9BN 1P B6 ","Automatski osigurač 6 kA, karakteristika B, 6 A, 1-polni",296.31958762886597]
[100005,"Ex9BN 1P B8 ","Automatski osigurač 6 kA, karakteristika B, 8 A, 1-polni",296.31958762886597]
[100006,"Ex9BN 1P B10 ","Automatski osigurač 6 kA, karakteristika B, 10 A, 1-polni",227.04]
[100007,"Ex9BN 1P B13 ","Automatski osigurač 6 kA, karakteristika B, 13 A, 1-polni",245.96000000000004]
[100008,"Ex9BN 1P B16 ","Automatski osigurač 6 kA, karakteristika B, 16 A, 1-polni",227.04]
[100009,"Ex9BN 1P B20 ","Automatski osigurač 6 kA, karakteristika B, 20 A, 1-polni",227.04]
[100010,"Ex9BN 1P B25 ","Automatski osigurač 6 kA, karakteristika B, 25 A, 1-polni",227.04]
[100011,"Ex9BN 1P B32 ","Automatski osigurač 6 kA, karakteristika B, 32 A, 1-polni",308.11340206185577]
[100012,"Ex9BN 1P B40 ","Automatski osigurač 6 kA, karakteristika B, 40 A, 1-polni",361.1855670103094]
[100013,"Ex9BN 1P B50 ","Automatski osigurač 6 kA, karakteristika B, 50 A, 1-polni",602.95876288659792]
[100014,"Ex9BN 1P B63 ","Automatski osigurač 6 kA, karakteristika B, 63 A, 1-polni",684.04123711340208]
[100015,"Ex9BN 1PN B1 ","Automatski osigurač 6 kA, karakteristika B, 1 A, 1+N-polni",905.17525773195882]
[100016,"Ex9BN 1PN B2 ","Automatski osigurač 6 kA, karakteristika B, 2 A, 1+N-polni",905.17525773195882]
[100017,"Ex9BN 1PN B3 ","Automatski osigurač 6 kA, karakteristika B, 3 A, 1+N-polni",828.51546391752572]
[100018,"Ex9BN 1PN B4 ","Automatski osigurač 6 kA, karakteristika B, 4 A, 1+N-polni",769.54639175257739]
[100019,"Ex9BN 1PN B6 ","Automatski osigurač 6 kA, karakteristika B, 6 A, 1+N-polni",704.68041237113414]
[100020,"Ex9BN 1PN B8 ","Automatski osigurač 6 kA, karakteristika B, 8 A, 1+N-polni",686.98969072164971]
[100021,"Ex9BN 1PN B10 ","Automatski osigurač 6 kA, karakteristika B, 10 A, 1+N-polni",608.85567010309285]
[100022,"Ex9BN 1PN B13 ","Automatski osigurač 6 kA, karakteristika B, 13 A, 1+N-polni",608.85567010309285]
[100023,"Ex9BN 1PN B16 ","Automatski osigurač 6 kA, karakteristika B, 16 A, 1+N-polni",608.85567010309285]
[100024,"Ex9BN 1PN B20 ","Automatski osigurač 6 kA, karakteristika B, 20 A, 1+N-polni",608.85567010309285]
[100025,"Ex9BN 1PN B25 ","Automatski osigurač 6 kA, karakteristika B, 25 A, 1+N-polni",608.85567010309285]
[100026,"Ex9BN 1PN B32 ","Automatski osigurač 6 kA, karakteristika B, 32 A, 1+N-polni",797.55670103092791]
[100027,"Ex9BN 1PN B40 ","Automatski osigurač 6 kA, karakteristika B, 40 A, 1+N-polni",868.3195876288662]
[100028,"Ex9BN 1PN B50 ","Automatski osigurač 6 kA, karakteristika B, 50 A, 1+N-polni",1356.2886597938145]
[100029,"Ex9BN 1PN B63 ","Automatski osigurač 6 kA, karakteristika B, 63 A, 1+N-polni",1356.2886597938145]
[100030,"Ex9BN 2P B1 ","Automatski osigurač 6 kA, karakteristika B, 1 A, 2-polni",1186.7525773195878]
[100031,"Ex9BN 2P B2 ","Automatski osigurač 6 kA, karakteristika B, 2 A, 2-polni",1186.7525773195878]
[100032,"Ex9BN 2P B3 ","Automatski osigurač 6 kA, karakteristika B, 3 A, 2-polni",1059.9690721649488]
[100033,"Ex9BN 2P B4 ","Automatski osigurač 6 kA, karakteristika B, 4 A, 2-polni",1017.2164948453609]
[100034,"Ex9BN 2P B6 ","Automatski osigurač 6 kA, karakteristika B, 6 A, 2-polni",650.13402061855675]
[100035,"Ex9BN 2P B8 ","Automatski osigurač 6 kA, karakteristika B, 8 A, 2-polni",636.86597938144337]
[100036,"Ex9BN 2P B10 ","Automatski osigurač 6 kA, karakteristika B, 10 A, 2-polni",636.86597938144337]
[100037,"Ex9BN 2P B13 ","Automatski osigurač 6 kA, karakteristika B, 13 A, 2-polni",657.50515463917532]
[100038,"Ex9BN 2P B16 ","Automatski osigurač 6 kA, karakteristika B, 16 A, 2-polni",645.71134020618558]
[100039,"Ex9BN 2P B20 ","Automatski osigurač 6 kA, karakteristika B, 20 A, 2-polni",636.86597938144337]
[100040,"Ex9BN 2P B25 ","Automatski osigurač 6 kA, karakteristika B, 25 A, 2-polni",657.50515463917532]
[100041,"Ex9BN 2P B32 ","Automatski osigurač 6 kA, karakteristika B, 32 A, 2-polni",657.50515463917532]
[100042,"Ex9BN 2P B40 ","Automatski osigurač 6 kA, karakteristika B, 40 A, 2-polni",799.03092783505156]
[100043,"Ex9BN 2P B50 ","Automatski osigurač 6 kA, karakteristika B, 50 A, 2-polni",1225.0824742268042]
[100044,"Ex9BN 2P B63 ","Automatski osigurač 6 kA, karakteristika B, 63 A, 2-polni",1642.2886597938148]
[100045,"Ex9BN 3P B1 ","Automatski osigurač 6 kA, karakteristika B, 1 A, 3-polni",1698.3092783505153]
[100046,"Ex9BN 3P B2 ","Automatski osigurač 6 kA, karakteristika B, 2 A, 3-polni",1698.3092783505153]
[100047,"Ex9BN 3P B3 ","Automatski osigurač 6 kA, karakteristika B, 3 A, 3-polni",1698.3092783505153]
[100048,"Ex9BN 3P B4 ","Automatski osigurač 6 kA, karakteristika B, 4 A, 3-polni",1698.3092783505153]
[100049,"Ex9BN 3P B6 ","Automatski osigurač 6 kA, karakteristika B, 6 A, 3-polni",955.29896907216505]
[100050,"Ex9BN 3P B8 ","Automatski osigurač 6 kA, karakteristika B, 8 A, 3-polni",955.29896907216505]
[100051,"Ex9BN 3P B10 ","Automatski osigurač 6 kA, karakteristika B, 10 A, 3-polni",946.45360824742272]
[100052,"Ex9BN 3P B13 ","Automatski osigurač 6 kA, karakteristika B, 13 A, 3-polni",946.45360824742272]
[100053,"Ex9BN 3P B16 ","Automatski osigurač 6 kA, karakteristika B, 16 A, 3-polni",946.45360824742272]
[100054,"Ex9BN 3P B20 ","Automatski osigurač 6 kA, karakteristika B, 20 A, 3-polni",946.45360824742272]
[100055,"Ex9BN 3P B25 ","Automatski osigurač 6 kA, karakteristika B, 25 A, 3-polni",946.45360824742272]
[100056,"Ex9BN 3P B32 ","Automatski osigurač 6 kA, karakteristika B, 32 A, 3-polni",975.938144329897]
[100057,"Ex9BN 3P B40 ","Automatski osigurač 6 kA, karakteristika B, 40 A, 3-polni",1172.0103092783509]
[100058,"Ex9BN 3P B50 ","Automatski osigurač 6 kA, karakteristika B, 50 A, 3-polni",1820.6701030927836]
[100059,"Ex9BN 3P B63 ","Automatski osigurač 6 kA, karakteristika B, 63 A, 3-polni",2326.3298969072171]
[100060,"Ex9BN 3PN B1 ","Automatski osigurač 6 kA, karakteristika B, 1 A, 3+N-polni",2632.9690721649486]
[100061,"Ex9BN 3PN B2 ","Automatski osigurač 6 kA, karakteristika B, 2 A, 3+N-polni",2632.9690721649486]
[100062,"Ex9BN 3PN B3 ","Automatski osigurač 6 kA, karakteristika B, 3 A, 3+N-polni",2385.2989690721652]
[100063,"Ex9BN 3PN B4 ","Automatski osigurač 6 kA, karakteristika B, 4 A, 3+N-polni",2254.0927835051548]
[100064,"Ex9BN 3PN B6 ","Automatski osigurač 6 kA, karakteristika B, 6 A, 3+N-polni",1527.2989690721652]
[100065,"Ex9BN 3PN B8 ","Automatski osigurač 6 kA, karakteristika B, 8 A, 3+N-polni",1521.4020618556701]
[100066,"Ex9BN 3PN B10 ","Automatski osigurač 6 kA, karakteristika B, 10 A, 3+N-polni",1496.3402061855672]
[100067,"Ex9BN 3PN B13 ","Automatski osigurač 6 kA, karakteristika B, 13 A, 3+N-polni",1409.3608247422683]
[100068,"Ex9BN 3PN B16 ","Automatski osigurač 6 kA, karakteristika B, 16 A, 3+N-polni",1508.1340206185571]
[100069,"Ex9BN 3PN B20 ","Automatski osigurač 6 kA, karakteristika B, 20 A, 3+N-polni",1692.4123711340212]
[100070,"Ex9BN 3PN B25 ","Automatski osigurač 6 kA, karakteristika B, 25 A, 3+N-polni",1692.4123711340212]
[100071,"Ex9BN 3PN B32 ","Automatski osigurač 6 kA, karakteristika B, 32 A, 3+N-polni",1729.2680412371137]
[100072,"Ex9BN 3PN B40 ","Automatski osigurač 6 kA, karakteristika B, 40 A, 3+N-polni",1816.2474226804129]
[100073,"Ex9BN 3PN B50 ","Automatski osigurač 6 kA, karakteristika B, 50 A, 3+N-polni",3536.6701030927829]
[100074,"Ex9BN 3PN B63 ","Automatski osigurač 6 kA, karakteristika B, 63 A, 3+N-polni",3825.6185567010316]
[100075,"Ex9BN 4P B1 ","Automatski osigurač 6 kA, karakteristika B, 1 A, 4-polni",3079.6597938144337]
[100076,"Ex9BN 4P B2 ","Automatski osigurač 6 kA, karakteristika B, 2 A, 4-polni",3079.6597938144337]
[100077,"Ex9BN 4P B3 ","Automatski osigurač 6 kA, karakteristika B, 3 A, 4-polni",2790.7113402061859]
[100078,"Ex9BN 4P B4 ","Automatski osigurač 6 kA, karakteristika B, 4 A, 4-polni",2613.8041237113407]
[100079,"Ex9BN 4P B6 ","Automatski osigurač 6 kA, karakteristika B, 6 A, 4-polni",1773.4948453608247]
[100080,"Ex9BN 4P B8 ","Automatski osigurač 6 kA, karakteristika B, 8 A, 4-polni",1763.1752577319594]
[100081,"Ex9BN 4P B10 ","Automatski osigurač 6 kA, karakteristika B, 10 A, 4-polni",1749.9072164948454]
[100082,"Ex9BN 4P B13 ","Automatski osigurač 6 kA, karakteristika B, 13 A, 4-polni",1649.659793814433]
[100083,"Ex9BN 4P B16 ","Automatski osigurač 6 kA, karakteristika B, 16 A, 4-polni",1755.8041237113405]
[100084,"Ex9BN 4P B20 ","Automatski osigurač 6 kA, karakteristika B, 20 A, 4-polni",1979.8865979381444]
[100085,"Ex9BN 4P B25 ","Automatski osigurač 6 kA, karakteristika B, 25 A, 4-polni",1979.8865979381444]
[100086,"Ex9BN 4P B32 ","Automatski osigurač 6 kA, karakteristika B, 32 A, 4-polni",2022.6391752577322]
[100087,"Ex9BN 4P B40 ","Automatski osigurač 6 kA, karakteristika B, 40 A, 4-polni",2125.8350515463922]
[100088,"Ex9BN 4P B50 ","Automatski osigurač 6 kA, karakteristika B, 50 A, 4-polni",4138.1546391752572]
[100089,"Ex9BN 4P B63 ","Automatski osigurač 6 kA, karakteristika B, 63 A, 4-polni",4474.2783505154648]
[100090,"Ex9BN 1P C1 ","Automatski osigurač 6 kA, karakteristika C, 1 A, 1-polni",549.8865979381444]
[100091,"Ex9BN 1P C2 ","Automatski osigurač 6 kA, karakteristika C, 2 A, 1-polni",549.8865979381444]
[100092,"Ex9BN 1P C3 ","Automatski osigurač 6 kA, karakteristika C, 3 A, 1-polni",549.8865979381444]
[100093,"Ex9BN 1P C4 ","Automatski osigurač 6 kA, karakteristika C, 4 A, 1-polni",549.8865979381444]
[100094,"Ex9BN 1P C6 ","Automatski osigurač 6 kA, karakteristika C, 6 A, 1-polni",296.31958762886597]
[100095,"Ex9BN 1P C8 ","Automatski osigurač 6 kA, karakteristika C, 8 A, 1-polni",296.31958762886597]
[100096,"Ex9BN 1P C10 ","Automatski osigurač 6 kA, karakteristika C, 10 A, 1-polni",227.04]
[100097,"Ex9BN 1P C13 ","Automatski osigurač 6 kA, karakteristika C, 13 A, 1-polni",253.5670103092784]
[100098,"Ex9BN 1P C16 ","Automatski osigurač 6 kA, karakteristika C, 16 A, 1-polni",227.04]
[100099,"Ex9BN 1P C20 ","Automatski osigurač 6 kA, karakteristika C, 20 A, 1-polni",227.04]
[100100,"Ex9BN 1P C25 ","Automatski osigurač 6 kA, karakteristika C, 25 A, 1-polni",227.04]
[100101,"Ex9BN 1P C32 ","Automatski osigurač 6 kA, karakteristika C, 32 A, 1-polni",308.11340206185577]
[100102,"Ex9BN 1P C40 ","Automatski osigurač 6 kA, karakteristika C, 40 A, 1-polni",361.1855670103094]
[100103,"Ex9BN 1P C50 ","Automatski osigurač 6 kA, karakteristika C, 50 A, 1-polni",602.95876288659792]
[100104,"Ex9BN 1P C63 ","Automatski osigurač 6 kA, karakteristika C, 63 A, 1-polni",684.04123711340208]
[100105,"Ex9BN 1PN C1 ","Automatski osigurač 6 kA, karakteristika C, 1 A, 1+N-polni",905.17525773195882]
[100106,"Ex9BN 1PN C2 ","Automatski osigurač 6 kA, karakteristika C, 2 A, 1+N-polni",905.17525773195882]
[100107,"Ex9BN 1PN C3 ","Automatski osigurač 6 kA, karakteristika C, 3 A, 1+N-polni",828.51546391752572]
[100108,"Ex9BN 1PN C4 ","Automatski osigurač 6 kA, karakteristika C, 4 A, 1+N-polni",769.54639175257739]
[100109,"Ex9BN 1PN C6 ","Automatski osigurač 6 kA, karakteristika C, 6 A, 1+N-polni",704.68041237113414]
[100110,"Ex9BN 1PN C8 ","Automatski osigurač 6 kA, karakteristika C, 8 A, 1+N-polni",686.98969072164971]
[100111,"Ex9BN 1PN C10 ","Automatski osigurač 6 kA, karakteristika C, 10 A, 1+N-polni",608.85567010309285]
[100112,"Ex9BN 1PN C13 ","Automatski osigurač 6 kA, karakteristika C, 13 A, 1+N-polni",608.85567010309285]
[100113,"Ex9BN 1PN C16 ","Automatski osigurač 6 kA, karakteristika C, 16 A, 1+N-polni",608.85567010309285]
[100114,"Ex9BN 1PN C20 ","Automatski osigurač 6 kA, karakteristika C, 20 A, 1+N-polni",608.85567010309285]
[100115,"Ex9BN 1PN C25 ","Automatski osigurač 6 kA, karakteristika C, 25 A, 1+N-polni",608.85567010309285]
[100116,"Ex9BN 1PN C32 ","Automatski osigurač 6 kA, karakteristika C, 32 A, 1+N-polni",797.55670103092791]
[100117,"Ex9BN 1PN C40 ","Automatski osigurač 6 kA, karakteristika C, 40 A, 1+N-polni",868.3195876288662]
[100118,"Ex9BN 1PN C50 ","Automatski osigurač 6 kA, karakteristika C, 50 A, 1+N-polni",1356.2886597938145]
[100119,"Ex9BN 1PN C63 ","Automatski osigurač 6 kA, karakteristika C, 63 A, 1+N-polni",1356.2886597938145]
[100120,"Ex9BN 2P C1 ","Automatski osigurač 6 kA, karakteristika C, 1 A, 2-polni",1186.7525773195878]
[100121,"Ex9BN 2P C2 ","Automatski osigurač 6 kA, karakteristika C, 2 A, 2-polni",1186.7525773195878]
[100122,"Ex9BN 2P C3 ","Automatski osigurač 6 kA, karakteristika C, 3 A, 2-polni",1059.9690721649488]
[100123,"Ex9BN 2P C4 ","Automatski osigurač 6 kA, karakteristika C, 4 A, 2-polni",1036.3814432989691]
[100124,"Ex9BN 2P C6 ","Automatski osigurač 6 kA, karakteristika C, 6 A, 2-polni",650.13402061855675]
[100125,"Ex9BN 2P C8 ","Automatski osigurač 6 kA, karakteristika C, 8 A, 2-polni",636.86597938144337]
[100126,"Ex9BN 2P C10 ","Automatski osigurač 6 kA, karakteristika C, 10 A, 2-polni",636.86597938144337]
[100127,"Ex9BN 2P C13 ","Automatski osigurač 6 kA, karakteristika C, 13 A, 2-polni",707.62886597938154]
[100128,"Ex9BN 2P C16 ","Automatski osigurač 6 kA, karakteristika C, 16 A, 2-polni",645.71134020618558]
[100129,"Ex9BN 2P C20 ","Automatski osigurač 6 kA, karakteristika C, 20 A, 2-polni",636.86597938144337]
[100130,"Ex9BN 2P C25 ","Automatski osigurač 6 kA, karakteristika C, 25 A, 2-polni",663.40206185567024]
[100131,"Ex9BN 2P C32 ","Automatski osigurač 6 kA, karakteristika C, 32 A, 2-polni",663.40206185567024]
[100132,"Ex9BN 2P C40 ","Automatski osigurač 6 kA, karakteristika C, 40 A, 2-polni",799.03092783505156]
[100133,"Ex9BN 2P C50 ","Automatski osigurač 6 kA, karakteristika C, 50 A, 2-polni",1261.9381443298971]
[100134,"Ex9BN 2P C63 ","Automatski osigurač 6 kA, karakteristika C, 63 A, 2-polni",1642.2886597938148]
[100135,"Ex9BN 3P C1 ","Automatski osigurač 6 kA, karakteristika C, 1 A, 3-polni",1698.3092783505153]
[100136,"Ex9BN 3P C2 ","Automatski osigurač 6 kA, karakteristika C, 2 A, 3-polni",1698.3092783505153]
[100137,"Ex9BN 3P C3 ","Automatski osigurač 6 kA, karakteristika C, 3 A, 3-polni",1698.3092783505153]
[100138,"Ex9BN 3P C4 ","Automatski osigurač 6 kA, karakteristika C, 4 A, 3-polni",1698.3092783505153]
[100139,"Ex9BN 3P C6 ","Automatski osigurač 6 kA, karakteristika C, 6 A, 3-polni",955.29896907216505]
[100140,"Ex9BN 3P C8 ","Automatski osigurač 6 kA, karakteristika C, 8 A, 3-polni",955.29896907216505]
[100141,"Ex9BN 3P C10 ","Automatski osigurač 6 kA, karakteristika C, 10 A, 3-polni",946.45360824742272]
[100142,"Ex9BN 3P C13 ","Automatski osigurač 6 kA, karakteristika C, 13 A, 3-polni",946.45360824742272]
[100143,"Ex9BN 3P C16 ","Automatski osigurač 6 kA, karakteristika C, 16 A, 3-polni",946.45360824742272]
[100144,"Ex9BN 3P C20 ","Automatski osigurač 6 kA, karakteristika C, 20 A, 3-polni",946.45360824742272]
[100145,"Ex9BN 3P C25 ","Automatski osigurač 6 kA, karakteristika C, 25 A, 3-polni",946.45360824742272]
[100146,"Ex9BN 3P C32 ","Automatski osigurač 6 kA, karakteristika C, 32 A, 3-polni",975.938144329897]
[100147,"Ex9BN 3P C40 ","Automatski osigurač 6 kA, karakteristika C, 40 A, 3-polni",1172.0103092783509]
[100148,"Ex9BN 3P C50 ","Automatski osigurač 6 kA, karakteristika C, 50 A, 3-polni",1820.6701030927836]
[100149,"Ex9BN 3P C63 ","Automatski osigurač 6 kA, karakteristika C, 63 A, 3-polni",2326.3298969072171]
[100150,"Ex9BN 3PN C1 ","Automatski osigurač 6 kA, karakteristika C, 1 A, 3+N-polni",2632.9690721649486]
[100151,"Ex9BN 3PN C2 ","Automatski osigurač 6 kA, karakteristika C, 2 A, 3+N-polni",2632.9690721649486]
[100152,"Ex9BN 3PN C3 ","Automatski osigurač 6 kA, karakteristika C, 3 A, 3+N-polni",2385.2989690721652]
[100153,"Ex9BN 3PN C4 ","Automatski osigurač 6 kA, karakteristika C, 4 A, 3+N-polni",2254.0927835051548]
[100154,"Ex9BN 3PN C6 ","Automatski osigurač 6 kA, karakteristika C, 6 A, 3+N-polni",1527.2989690721652]
[100155,"Ex9BN 3PN C8 ","Automatski osigurač 6 kA, karakteristika C, 8 A, 3+N-polni",1521.4020618556701]
[100156,"Ex9BN 3PN C10 ","Automatski osigurač 6 kA, karakteristika C, 10 A, 3+N-polni",1496.3402061855672]
[100157,"Ex9BN 3PN C13 ","Automatski osigurač 6 kA, karakteristika C, 13 A, 3+N-polni",1409.3608247422683]
[100158,"Ex9BN 3PN C16 ","Automatski osigurač 6 kA, karakteristika C, 16 A, 3+N-polni",1508.1340206185571]
[100159,"Ex9BN 3PN C20 ","Automatski osigurač 6 kA, karakteristika C, 20 A, 3+N-polni",1692.4123711340212]
[100160,"Ex9BN 3PN C25 ","Automatski osigurač 6 kA, karakteristika C, 25 A, 3+N-polni",1692.4123711340212]
[100161,"Ex9BN 3PN C32 ","Automatski osigurač 6 kA, karakteristika C, 32 A, 3+N-polni",1729.2680412371137]
[100162,"Ex9BN 3PN C40 ","Automatski osigurač 6 kA, karakteristika C, 40 A, 3+N-polni",1816.2474226804129]
[100163,"Ex9BN 3PN C50 ","Automatski osigurač 6 kA, karakteristika C, 50 A, 3+N-polni",3536.6701030927829]
[100164,"Ex9BN 3PN C63 ","Automatski osigurač 6 kA, karakteristika C, 63 A, 3+N-polni",3825.6185567010316]
[100165,"Ex9BN 4P C1 ","Automatski osigurač 6 kA, karakteristika C, 1 A, 4-polni",3079.6597938144337]
[100166,"Ex9BN 4P C2 ","Automatski osigurač 6 kA, karakteristika C, 2 A, 4-polni",3079.6597938144337]
[100167,"Ex9BN 4P C3 ","Automatski osigurač 6 kA, karakteristika C, 3 A, 4-polni",2790.7113402061859]
[100168,"Ex9BN 4P C4 ","Automatski osigurač 6 kA, karakteristika C, 4 A, 4-polni",2613.8041237113407]
[100169,"Ex9BN 4P C6 ","Automatski osigurač 6 kA, karakteristika C, 6 A, 4-polni",1773.4948453608247]
[100170,"Ex9BN 4P C8 ","Automatski osigurač 6 kA, karakteristika C, 8 A, 4-polni",1763.1752577319594]
[100171,"Ex9BN 4P C10 ","Automatski osigurač 6 kA, karakteristika C, 10 A, 4-polni",1749.9072164948454]
[100172,"Ex9BN 4P C13 ","Automatski osigurač 6 kA, karakteristika C, 13 A, 4-polni",1649.659793814433]
[100173,"Ex9BN 4P C16 ","Automatski osigurač 6 kA, karakteristika C, 16 A, 4-polni",1755.8041237113405]
[100174,"Ex9BN 4P C20 ","Automatski osigurač 6 kA, karakteristika C, 20 A, 4-polni",1979.8865979381444]
[100175,"Ex9BN 4P C25 ","Automatski osigurač 6 kA, karakteristika C, 25 A, 4-polni",1979.8865979381444]
[100176,"Ex9BN 4P C32 ","Automatski osigurač 6 kA, karakteristika C, 32 A, 4-polni",2022.6391752577322]
[100177,"Ex9BN 4P C40 ","Automatski osigurač 6 kA, karakteristika C, 40 A, 4-polni",2125.8350515463922]
[100178,"Ex9BN 4P C50 ","Automatski osigurač 6 kA, karakteristika C, 50 A, 4-polni",4138.1546391752572]
[100179,"Ex9BN 4P C63 ","Automatski osigurač 6 kA, karakteristika C, 63 A, 4-polni",4474.2783505154648]
[100180,"Ex9BN 1P D1 ","Automatski osigurač 6 kA, karakteristika D, 1 A, 1-polni",799.03092783505156]
[100181,"Ex9BN 1P D2 ","Automatski osigurač 6 kA, karakteristika D, 2 A, 1-polni",799.03092783505156]
[100182,"Ex9BN 1P D3 ","Automatski osigurač 6 kA, karakteristika D, 3 A, 1-polni",799.03092783505156]
[100183,"Ex9BN 1P D4 ","Automatski osigurač 6 kA, karakteristika D, 4 A, 1-polni",799.03092783505156]
[100184,"Ex9BN 1P D6 ","Automatski osigurač 6 kA, karakteristika D, 6 A, 1-polni",533.67010309278362]
[100185,"Ex9BN 1P D8 ","Automatski osigurač 6 kA, karakteristika D, 8 A, 1-polni",533.67010309278362]
[100186,"Ex9BN 1P D10 ","Automatski osigurač 6 kA, karakteristika D, 10 A, 1-polni",396.56701030927837]
[100187,"Ex9BN 1P D13 ","Automatski osigurač 6 kA, karakteristika D, 13 A, 1-polni",396.56701030927837]
[100188,"Ex9BN 1P D16 ","Automatski osigurač 6 kA, karakteristika D, 16 A, 1-polni",396.56701030927837]
[100189,"Ex9BN 1P D20 ","Automatski osigurač 6 kA, karakteristika D, 20 A, 1-polni",396.56701030927837]
[100190,"Ex9BN 1P D25 ","Automatski osigurač 6 kA, karakteristika D, 25 A, 1-polni",396.56701030927837]
[100191,"Ex9BN 1P D32 ","Automatski osigurač 6 kA, karakteristika D, 32 A, 1-polni",426.05154639175254]
[100192,"Ex9BN 1P D40 ","Automatski osigurač 6 kA, karakteristika D, 40 A, 1-polni",499.76288659793812]
[100193,"Ex9BN 1P D50 ","Automatski osigurač 6 kA, karakteristika D, 50 A, 1-polni",965.61855670103103]
[100194,"Ex9BN 1P D63 ","Automatski osigurač 6 kA, karakteristika D, 63 A, 1-polni",1062.9175257731961]
[100195,"Ex9BN 1PN D1 ","Automatski osigurač 6 kA, karakteristika D, 1 A, 1+N-polni",1438.8453608247426]
[100196,"Ex9BN 1PN D2 ","Automatski osigurač 6 kA, karakteristika D, 2 A, 1+N-polni",1435.896907216495]
[100197,"Ex9BN 1PN D3 ","Automatski osigurač 6 kA, karakteristika D, 3 A, 1+N-polni",1312.0618556701033]
[100198,"Ex9BN 1PN D4 ","Automatski osigurač 6 kA, karakteristika D, 4 A, 1+N-polni",1216.2371134020618]
[100199,"Ex9BN 1PN D6 ","Automatski osigurač 6 kA, karakteristika D, 6 A, 1+N-polni",953.82474226804118]
[100200,"Ex9BN 1PN D8 ","Automatski osigurač 6 kA, karakteristika D, 8 A, 1+N-polni",953.82474226804118]
[100201,"Ex9BN 1PN D10 ","Automatski osigurač 6 kA, karakteristika D, 10 A, 1+N-polni",847.68041237113414]
[100202,"Ex9BN 1PN D13 ","Automatski osigurač 6 kA, karakteristika D, 13 A, 1+N-polni",849.15463917525767]
[100203,"Ex9BN 1PN D16 ","Automatski osigurač 6 kA, karakteristika D, 16 A, 1+N-polni",843.25773195876297]
[100204,"Ex9BN 1PN D20 ","Automatski osigurač 6 kA, karakteristika D, 20 A, 1+N-polni",849.15463917525767]
[100205,"Ex9BN 1PN D25 ","Automatski osigurač 6 kA, karakteristika D, 25 A, 1+N-polni",846.20618556701061]
[100206,"Ex9BN 1PN D32 ","Automatski osigurač 6 kA, karakteristika D, 32 A, 1+N-polni",984.7835051546391]
[100207,"Ex9BN 1PN D40 ","Automatski osigurač 6 kA, karakteristika D, 40 A, 1+N-polni",1230.979381443299]
[100208,"Ex9BN 1PN D50 ","Automatski osigurač 6 kA, karakteristika D, 50 A, 1+N-polni",1667.3505154639176]
[100209,"Ex9BN 1PN D63 ","Automatski osigurač 6 kA, karakteristika D, 63 A, 1+N-polni",1682.0927835051548]
[100210,"Ex9BN 2P D1 ","Automatski osigurač 6 kA, karakteristika D, 1 A, 2-polni",1275.2061855670104]
[100211,"Ex9BN 2P D2 ","Automatski osigurač 6 kA, karakteristika D, 2 A, 2-polni",1275.2061855670104]
[100212,"Ex9BN 2P D3 ","Automatski osigurač 6 kA, karakteristika D, 3 A, 2-polni",1127.7835051546394]
[100213,"Ex9BN 2P D4 ","Automatski osigurač 6 kA, karakteristika D, 4 A, 2-polni",1082.0824742268042]
[100214,"Ex9BN 2P D6 ","Automatski osigurač 6 kA, karakteristika D, 6 A, 2-polni",691.41237113402076]
[100215,"Ex9BN 2P D8 ","Automatski osigurač 6 kA, karakteristika D, 8 A, 2-polni",675.19587628865986]
[100216,"Ex9BN 2P D10 ","Automatski osigurač 6 kA, karakteristika D, 10 A, 2-polni",765.12371134020646]
[100217,"Ex9BN 2P D13 ","Automatski osigurač 6 kA, karakteristika D, 13 A, 2-polni",1360.7113402061855]
[100218,"Ex9BN 2P D16 ","Automatski osigurač 6 kA, karakteristika D, 16 A, 2-polni",775.4432989690722]
[100219,"Ex9BN 2P D20 ","Automatski osigurač 6 kA, karakteristika D, 20 A, 2-polni",771.02061855670115]
[100220,"Ex9BN 2P D25 ","Automatski osigurač 6 kA, karakteristika D, 25 A, 2-polni",855.05154639175271]
[100221,"Ex9BN 2P D32 ","Automatski osigurač 6 kA, karakteristika D, 32 A, 2-polni",824.09278350515478]
[100222,"Ex9BN 2P D40 ","Automatski osigurač 6 kA, karakteristika D, 40 A, 2-polni",922.86597938144337]
[100223,"Ex9BN 2P D50 ","Automatski osigurač 6 kA, karakteristika D, 50 A, 2-polni",2003.4742268041239]
[100224,"Ex9BN 2P D63 ","Automatski osigurač 6 kA, karakteristika D, 63 A, 2-polni",2137.6288659793822]
[100225,"Ex9BN 3P D1 ","Automatski osigurač 6 kA, karakteristika D, 1 A, 3-polni",2114.0412371134025]
[100226,"Ex9BN 3P D2 ","Automatski osigurač 6 kA, karakteristika D, 2 A, 3-polni",2114.0412371134025]
[100227,"Ex9BN 3P D3 ","Automatski osigurač 6 kA, karakteristika D, 3 A, 3-polni",2114.0412371134025]
[100228,"Ex9BN 3P D4 ","Automatski osigurač 6 kA, karakteristika D, 4 A, 3-polni",2114.0412371134025]
[100229,"Ex9BN 3P D6 ","Automatski osigurač 6 kA, karakteristika D, 6 A, 3-polni",1133.6804123711343]
[100230,"Ex9BN 3P D8 ","Automatski osigurač 6 kA, karakteristika D, 8 A, 3-polni",1133.6804123711343]
[100231,"Ex9BN 3P D10 ","Automatski osigurač 6 kA, karakteristika D, 10 A, 3-polni",1214.7628865979384]
[100232,"Ex9BN 3P D13 ","Automatski osigurač 6 kA, karakteristika D, 13 A, 3-polni",1214.7628865979384]
[100233,"Ex9BN 3P D16 ","Automatski osigurač 6 kA, karakteristika D, 16 A, 3-polni",1214.7628865979384]
[100234,"Ex9BN 3P D20 ","Automatski osigurač 6 kA, karakteristika D, 20 A, 3-polni",1214.7628865979384]
[100235,"Ex9BN 3P D25 ","Automatski osigurač 6 kA, karakteristika D, 25 A, 3-polni",1214.7628865979384]
[100236,"Ex9BN 3P D32 ","Automatski osigurač 6 kA, karakteristika D, 32 A, 3-polni",1518.4536082474228]
[100237,"Ex9BN 3P D40 ","Automatski osigurač 6 kA, karakteristika D, 40 A, 3-polni",1973.9896907216498]
[100238,"Ex9BN 3P D50 ","Automatski osigurač 6 kA, karakteristika D, 50 A, 3-polni",3322.9072164948457]
[100239,"Ex9BN 3P D63 ","Automatski osigurač 6 kA, karakteristika D, 63 A, 3-polni",3575]
[100240,"Ex9BN 3PN D1 ","Automatski osigurač 6 kA, karakteristika D, 1 A, 3+N-polni",2849.680412371134]
[100241,"Ex9BN 3PN D2 ","Automatski osigurač 6 kA, karakteristika D, 2 A, 3+N-polni",2671.2989690721652]
[100242,"Ex9BN 3PN D3 ","Automatski osigurač 6 kA, karakteristika D, 3 A, 3+N-polni",2671.2989690721652]
[100243,"Ex9BN 3PN D4 ","Automatski osigurač 6 kA, karakteristika D, 4 A, 3+N-polni",2254.0927835051548]
[100244,"Ex9BN 3PN D6 ","Automatski osigurač 6 kA, karakteristika D, 6 A, 3+N-polni",1525.8247422680413]
[100245,"Ex9BN 3PN D8 ","Automatski osigurač 6 kA, karakteristika D, 8 A, 3+N-polni",1518.4536082474228]
[100246,"Ex9BN 3PN D10 ","Automatski osigurač 6 kA, karakteristika D, 10 A, 3+N-polni",1764.6494845360828]
[100247,"Ex9BN 3PN D13 ","Automatski osigurač 6 kA, karakteristika D, 13 A, 3+N-polni",1764.6494845360828]
[100248,"Ex9BN 3PN D16 ","Automatski osigurač 6 kA, karakteristika D, 16 A, 3+N-polni",1763.1752577319594]
[100249,"Ex9BN 3PN D20 ","Automatski osigurač 6 kA, karakteristika D, 20 A, 3+N-polni",2000.5257731958768]
[100250,"Ex9BN 3PN D25 ","Automatski osigurač 6 kA, karakteristika D, 25 A, 3+N-polni",2004.9484536082475]
[100251,"Ex9BN 3PN D32 ","Automatski osigurač 6 kA, karakteristika D, 32 A, 3+N-polni",2171.5360824742274]
[100252,"Ex9BN 3PN D40 ","Automatski osigurač 6 kA, karakteristika D, 40 A, 3+N-polni",2314.5360824742274]
[100253,"Ex9BN 3PN D50 ","Automatski osigurač 6 kA, karakteristika D, 50 A, 3+N-polni",6064.9690721649486]
[100254,"Ex9BN 3PN D63 ","Automatski osigurač 6 kA, karakteristika D, 63 A, 3+N-polni",6631.072164948454]
[100255,"Ex9BN 4P D1 ","Automatski osigurač 6 kA, karakteristika D, 1 A, 4-polni",3280.1546391752581]
[100256,"Ex9BN 4P D2 ","Automatski osigurač 6 kA, karakteristika D, 2 A, 4-polni",3084.0824742268046]
[100257,"Ex9BN 4P D3 ","Automatski osigurač 6 kA, karakteristika D, 3 A, 4-polni",3091.4536082474224]
[100258,"Ex9BN 4P D4 ","Automatski osigurač 6 kA, karakteristika D, 4 A, 4-polni",2607.9072164948461]
[100259,"Ex9BN 4P D6 ","Automatski osigurač 6 kA, karakteristika D, 6 A, 4-polni",1764.6494845360828]
[100260,"Ex9BN 4P D8 ","Automatski osigurač 6 kA, karakteristika D, 8 A, 4-polni",1755.8041237113405]
[100261,"Ex9BN 4P D10 ","Automatski osigurač 6 kA, karakteristika D, 10 A, 4-polni",2052.1237113402062]
[100262,"Ex9BN 4P D13 ","Automatski osigurač 6 kA, karakteristika D, 13 A, 4-polni",2032.9587628865982]
[100263,"Ex9BN 4P D16 ","Automatski osigurač 6 kA, karakteristika D, 16 A, 4-polni",2052.1237113402062]
[100264,"Ex9BN 4P D20 ","Automatski osigurač 6 kA, karakteristika D, 20 A, 4-polni",2304.2164948453615]
[100265,"Ex9BN 4P D25 ","Automatski osigurač 6 kA, karakteristika D, 25 A, 4-polni",2304.2164948453615]
[100266,"Ex9BN 4P D32 ","Automatski osigurač 6 kA, karakteristika D, 32 A, 4-polni",2491.4432989690717]
[100267,"Ex9BN 4P D40 ","Automatski osigurač 6 kA, karakteristika D, 40 A, 4-polni",2659.5051546391755]
[100268,"Ex9BN 4P D50 ","Automatski osigurač 6 kA, karakteristika D, 50 A, 4-polni",7085.1340206185587]
[100269,"Ex9BN 4P D63 ","Automatski osigurač 6 kA, karakteristika D, 63 A, 4-polni",7788.3402061855686]
[]
["Miniature Circuit  Breakers Ex9BS, 4,5 kA"]
[102026,"Ex9BS 1P B1 ","Automatski osigurač 4,5 kA, karakteristika B, 1 A, 1-polni",342.02061855670104]
[102027,"Ex9BS 1P B2 ","Automatski osigurač 4,5 kA, karakteristika B, 2 A, 1-polni",342.02061855670104]
[102028,"Ex9BS 1P B3 ","Automatski osigurač 4,5 kA, karakteristika B, 3 A, 1-polni",342.02061855670104]
[102029,"Ex9BS 1P B4 ","Automatski osigurač 4,5 kA, karakteristika B, 4 A, 1-polni",342.02061855670104]
[102030,"Ex9BS 1P B6 ","Automatski osigurač 4,5 kA, karakteristika B, 6 A, 1-polni",299.26804123711338]
[102031,"Ex9BS 1P B8 ","Automatski osigurač 4,5 kA, karakteristika B, 8 A, 1-polni",299.26804123711338]
[102032,"Ex9BS 1P B10 ","Automatski osigurač 4,5 kA, karakteristika B, 10 A, 1-polni",215.23711340206185]
[102033,"Ex9BS 1P B13 ","Automatski osigurač 4,5 kA, karakteristika B, 13 A, 1-polni",215.23711340206185]
[102034,"Ex9BS 1P B16 ","Automatski osigurač 4,5 kA, karakteristika B, 16 A, 1-polni",215.23711340206185]
[102035,"Ex9BS 1P B20 ","Automatski osigurač 4,5 kA, karakteristika B, 20 A, 1-polni",219.65979381443302]
[102036,"Ex9BS 1P B25 ","Automatski osigurač 4,5 kA, karakteristika B, 25 A, 1-polni",219.65979381443302]
[102037,"Ex9BS 1P B32 ","Automatski osigurač 4,5 kA, karakteristika B, 32 A, 1-polni",263.88659793814429]
[102038,"Ex9BS 1P B40 ","Automatski osigurač 4,5 kA, karakteristika B, 40 A, 1-polni",309.58762886597947]
[102039,"Ex9BS 1P B50 ","Automatski osigurač 4,5 kA, karakteristika B, 50 A, 1-polni",532.19587628865975]
[102040,"Ex9BS 1P B63 ","Automatski osigurač 4,5 kA, karakteristika B, 63 A, 1-polni",532.19587628865975]
[102071,"Ex9BS 3P B1 ","Automatski osigurač 4,5 kA, karakteristika B, 1 A, 3-polni",1347.4432989690724]
[102072,"Ex9BS 3P B2 ","Automatski osigurač 4,5 kA, karakteristika B, 2 A, 3-polni",1347.4432989690724]
[102073,"Ex9BS 3P B3 ","Automatski osigurač 4,5 kA, karakteristika B, 3 A, 3-polni",1347.4432989690724]
[102074,"Ex9BS 3P B4 ","Automatski osigurač 4,5 kA, karakteristika B, 4 A, 3-polni",1347.4432989690724]
[102075,"Ex9BS 3P B6 ","Automatski osigurač 4,5 kA, karakteristika B, 6 A, 3-polni",757.75257731958754]
[102076,"Ex9BS 3P B8 ","Automatski osigurač 4,5 kA, karakteristika B, 8 A, 3-polni",757.75257731958754]
[102077,"Ex9BS 3P B10 ","Automatski osigurač 4,5 kA, karakteristika B, 10 A, 3-polni",751.85567010309273]
[102078,"Ex9BS 3P B13 ","Automatski osigurač 4,5 kA, karakteristika B, 13 A, 3-polni",751.85567010309273]
[102079,"Ex9BS 3P B16 ","Automatski osigurač 4,5 kA, karakteristika B, 16 A, 3-polni",751.85567010309273]
[102080,"Ex9BS 3P B20 ","Automatski osigurač 4,5 kA, karakteristika B, 20 A, 3-polni",865.37113402061868]
[102081,"Ex9BS 3P B25 ","Automatski osigurač 4,5 kA, karakteristika B, 25 A, 3-polni",865.37113402061868]
[102082,"Ex9BS 3P B32 ","Automatski osigurač 4,5 kA, karakteristika B, 32 A, 3-polni",883.06185567010334]
[102083,"Ex9BS 3P B40 ","Automatski osigurač 4,5 kA, karakteristika B, 40 A, 3-polni",928.76288659793829]
[102084,"Ex9BS 3P B50 ","Automatski osigurač 4,5 kA, karakteristika B, 50 A, 3-polni",1794.1340206185566]
[102085,"Ex9BS 3P B63 ","Automatski osigurač 4,5 kA, karakteristika B, 63 A, 3-polni",1957.773195876289]
[102116,"Ex9BS 1P C1 ","Automatski osigurač 4,5 kA, karakteristika C, 1 A, 1-polni",342.02061855670104]
[102117,"Ex9BS 1P C2 ","Automatski osigurač 4,5 kA, karakteristika C, 2 A, 1-polni",342.02061855670104]
[102118,"Ex9BS 1P C3 ","Automatski osigurač 4,5 kA, karakteristika C, 3 A, 1-polni",342.02061855670104]
[102119,"Ex9BS 1P C4 ","Automatski osigurač 4,5 kA, karakteristika C, 4 A, 1-polni",342.02061855670104]
[102120,"Ex9BS 1P C6 ","Automatski osigurač 4,5 kA, karakteristika C, 6 A, 1-polni",299.26804123711338]
[102121,"Ex9BS 1P C8 ","Automatski osigurač 4,5 kA, karakteristika C, 8 A, 1-polni",299.26804123711338]
[102122,"Ex9BS 1P C10 ","Automatski osigurač 4,5 kA, karakteristika C, 10 A, 1-polni",215.23711340206185]
[102123,"Ex9BS 1P C13 ","Automatski osigurač 4,5 kA, karakteristika C, 13 A, 1-polni",215.23711340206185]
[102124,"Ex9BS 1P C16 ","Automatski osigurač 4,5 kA, karakteristika C, 16 A, 1-polni",215.23711340206185]
[102125,"Ex9BS 1P C20 ","Automatski osigurač 4,5 kA, karakteristika C, 20 A, 1-polni",219.65979381443302]
[102126,"Ex9BS 1P C25 ","Automatski osigurač 4,5 kA, karakteristika C, 25 A, 1-polni",219.65979381443302]
[102127,"Ex9BS 1P C32 ","Automatski osigurač 4,5 kA, karakteristika C, 32 A, 1-polni",263.88659793814429]
[102128,"Ex9BS 1P C40 ","Automatski osigurač 4,5 kA, karakteristika C, 40 A, 1-polni",309.58762886597947]
[102129,"Ex9BS 1P C50 ","Automatski osigurač 4,5 kA, karakteristika C, 50 A, 1-polni",561.68041237113414]
[102130,"Ex9BS 1P C63 ","Automatski osigurač 4,5 kA, karakteristika C, 63 A, 1-polni",576.42268041237116]
[102161,"Ex9BS 3P C1 ","Automatski osigurač 4,5 kA, karakteristika C, 1 A, 3-polni",1347.4432989690724]
[102162,"Ex9BS 3P C2 ","Automatski osigurač 4,5 kA, karakteristika C, 2 A, 3-polni",1347.4432989690724]
[102163,"Ex9BS 3P C3 ","Automatski osigurač 4,5 kA, karakteristika C, 3 A, 3-polni",1347.4432989690724]
[102164,"Ex9BS 3P C4 ","Automatski osigurač 4,5 kA, karakteristika C, 4 A, 3-polni",1347.4432989690724]
[102165,"Ex9BS 3P C6 ","Automatski osigurač 4,5 kA, karakteristika C, 6 A, 3-polni",757.75257731958754]
[102166,"Ex9BS 3P C8 ","Automatski osigurač 4,5 kA, karakteristika C, 8 A, 3-polni",757.75257731958754]
[102167,"Ex9BS 3P C10 ","Automatski osigurač 4,5 kA, karakteristika C, 10 A, 3-polni",751.85567010309273]
[102168,"Ex9BS 3P C13 ","Automatski osigurač 4,5 kA, karakteristika C, 13 A, 3-polni",751.85567010309273]
[102169,"Ex9BS 3P C16 ","Automatski osigurač 4,5 kA, karakteristika C, 16 A, 3-polni",751.85567010309273]
[102170,"Ex9BS 3P C20 ","Automatski osigurač 4,5 kA, karakteristika C, 20 A, 3-polni",865.37113402061868]
[102171,"Ex9BS 3P C25 ","Automatski osigurač 4,5 kA, karakteristika C, 25 A, 3-polni",865.37113402061868]
[102172,"Ex9BS 3P C32 ","Automatski osigurač 4,5 kA, karakteristika C, 32 A, 3-polni",883.06185567010334]
[102173,"Ex9BS 3P C40 ","Automatski osigurač 4,5 kA, karakteristika C, 40 A, 3-polni",928.76288659793829]
[102174,"Ex9BS 3P C50 ","Automatski osigurač 4,5 kA, karakteristika C, 50 A, 3-polni",1794.1340206185566]
[102175,"Ex9BS 3P C63 ","Automatski osigurač 4,5 kA, karakteristika C, 63 A, 3-polni",1957.773195876289]
[]
["Slim MCB Ex9B40J, 6 kA"]
[110719,"Ex9B40J 1P B1","Uski aut. osigurač; 13,5mm, 6kA, karakteristika B, 1 A, 1-polni",533.67010309278362]
[110720,"Ex9B40J 1P B2","Uski aut. osigurač; 13,5mm, 6kA, karakteristika B, 2 A, 1-polni",533.67010309278362]
[110721,"Ex9B40J 1P B3","Uski aut. osigurač; 13,5mm, 6kA, karakteristika B, 3 A, 1-polni",533.67010309278362]
[110722,"Ex9B40J 1P B4","Uski aut. osigurač; 13,5mm, 6kA, karakteristika B, 4 A, 1-polni",533.67010309278362]
[110723,"Ex9B40J 1P B6","Uski aut. osigurač; 13,5mm, 6kA, karakteristika B, 6 A, 1-polni",287.4742268041237]
[110724,"Ex9B40J 1P B10","Uski aut. osigurač; 13,5mm, 6kA, karakteristika B, 10 A, 1-polni",246.19587628865978]
[110725,"Ex9B40J 1P B16","Uski aut. osigurač; 13,5mm, 6kA, karakteristika B, 16 A, 1-polni",246.19587628865978]
[110726,"Ex9B40J 1P B20","Uski aut. osigurač; 13,5mm, 6kA, karakteristika B, 20 A, 1-polni",246.19587628865978]
[110727,"Ex9B40J 1P B25","Uski aut. osigurač; 13,5mm, 6kA, karakteristika B, 25 A, 1-polni",246.19587628865978]
[110728,"Ex9B40J 1P B32","Uski aut. osigurač; 13,5mm, 6kA, karakteristika B, 32 A, 1-polni",299.26804123711338]
[110729,"Ex9B40J 1P B40","Uski aut. osigurač; 13,5mm, 6kA, karakteristika B, 40 A, 1-polni",350.86597938144331]
[110730,"Ex9B40J 2P B1","Uski aut. osigurač; 27mm, 6kA, karakteristika B, 1 A, 2-polni",1152.8453608247423]
[110731,"Ex9B40J 2P B2","Uski aut. osigurač; 27mm, 6kA, karakteristika B, 2 A, 2-polni",1152.8453608247423]
[110732,"Ex9B40J 2P B3","Uski aut. osigurač; 27mm, 6kA, karakteristika B, 3 A, 2-polni",1027.5360824742268]
[110733,"Ex9B40J 2P B4","Uski aut. osigurač; 27mm, 6kA, karakteristika B, 4 A, 2-polni",987.73195876288685]
[110734,"Ex9B40J 2P B6","Uski aut. osigurač; 27mm, 6kA, karakteristika B, 6 A, 2-polni",629.4948453608248]
[110735,"Ex9B40J 2P B10","Uski aut. osigurač; 27mm, 6kA, karakteristika B, 10 A, 2-polni",616.22680412371153]
[110736,"Ex9B40J 2P B16","Uski aut. osigurač; 27mm, 6kA, karakteristika B, 16 A, 2-polni",625.07216494845375]
[110737,"Ex9B40J 2P B20","Uski aut. osigurač; 27mm, 6kA, karakteristika B, 20 A, 2-polni",616.22680412371153]
[110738,"Ex9B40J 2P B25","Uski aut. osigurač; 27mm, 6kA, karakteristika B, 25 A, 2-polni",638.34020618556713]
[110739,"Ex9B40J 2P B32","Uski aut. osigurač; 27mm, 6kA, karakteristika B, 32 A, 2-polni",638.34020618556713]
[110740,"Ex9B40J 2P B40","Uski aut. osigurač; 27mm, 6kA, karakteristika B, 40 A, 2-polni",773.96907216494856]
[110741,"Ex9B40J 3P B1","Uski aut. osigurač; 40,5 mm, 6kA, karakteristika B, 1 A, 3-polni",1646.7113402061855]
[110742,"Ex9B40J 3P B2","Uski aut. osigurač; 40,5 mm, 6kA, karakteristika B, 2 A, 3-polni",1646.7113402061855]
[110743,"Ex9B40J 3P B3","Uski aut. osigurač; 40,5 mm, 6kA, karakteristika B, 3 A, 3-polni",1646.7113402061855]
[110744,"Ex9B40J 3P B4","Uski aut. osigurač; 40,5 mm, 6kA, karakteristika B, 4 A, 3-polni",1646.7113402061855]
[110745,"Ex9B40J 3P B6","Uski aut. osigurač; 40,5 mm, 6kA, karakteristika B, 6 A, 3-polni",925.814432989691]
[110746,"Ex9B40J 3P B10","Uski aut. osigurač; 40,5 mm, 6kA, karakteristika B, 10 A, 3-polni",916.96907216494856]
[110747,"Ex9B40J 3P B16","Uski aut. osigurač; 40,5 mm, 6kA, karakteristika B, 16 A, 3-polni",916.96907216494856]
[110748,"Ex9B40J 3P B20","Uski aut. osigurač; 40,5 mm, 6kA, karakteristika B, 20 A, 3-polni",916.96907216494856]
[110749,"Ex9B40J 3P B25","Uski aut. osigurač; 40,5 mm, 6kA, karakteristika B, 25 A, 3-polni",916.96907216494856]
[110750,"Ex9B40J 3P B32","Uski aut. osigurač; 40,5 mm, 6kA, karakteristika B, 32 A, 3-polni",947.92783505154648]
[110751,"Ex9B40J 3P B40","Uski aut. osigurač; 40,5 mm, 6kA, karakteristika B, 40 A, 3-polni",1136.6288659793815]
[110752,"Ex9B40J 4P B1","Uski aut. osigurač; 54 mm, 6kA, karakteristika B, 1 A, 4-polni",2986.7835051546399]
[110753,"Ex9B40J 4P B2","Uski aut. osigurač; 54 mm, 6kA, karakteristika B, 2 A, 4-polni",2986.7835051546399]
[110754,"Ex9B40J 4P B3","Uski aut. osigurač; 54 mm, 6kA, karakteristika B, 3 A, 4-polni",2706.680412371134]
[110755,"Ex9B40J 4P B4","Uski aut. osigurač; 54 mm, 6kA, karakteristika B, 4 A, 4-polni",2534.1958762886602]
[110756,"Ex9B40J 4P B6","Uski aut. osigurač; 54 mm, 6kA, karakteristika B, 6 A, 4-polni",1720.4226804123714]
[110757,"Ex9B40J 4P B10","Uski aut. osigurač; 54 mm, 6kA, karakteristika B, 10 A, 4-polni",1696.8350515463924]
[110758,"Ex9B40J 4P B16","Uski aut. osigurač; 54 mm, 6kA, karakteristika B, 16 A, 4-polni",1702.7319587628867]
[110759,"Ex9B40J 4P B20","Uski aut. osigurač; 54 mm, 6kA, karakteristika B, 20 A, 4-polni",1920.9175257731963]
[110760,"Ex9B40J 4P B25","Uski aut. osigurač; 54 mm, 6kA, karakteristika B, 25 A, 4-polni",1920.9175257731963]
[110761,"Ex9B40J 4P B32","Uski aut. osigurač; 54 mm, 6kA, karakteristika B, 32 A, 4-polni",1962.1958762886602]
[110762,"Ex9B40J 4P B40","Uski aut. osigurač; 54 mm, 6kA, karakteristika B, 40 A, 4-polni",2062.4432989690727]
[110763,"Ex9B40J 1P C1","Uski aut. osigurač; 13,5mm, 6kA, karakteristika C, 1 A, 1-polni",533.67010309278362]
[110764,"Ex9B40J 1P C2","Uski aut. osigurač; 13,5mm, 6kA, karakteristika C, 2 A, 1-polni",533.67010309278362]
[110765,"Ex9B40J 1P C3","Uski aut. osigurač; 13,5mm, 6kA, karakteristika C, 3 A, 1-polni",533.67010309278362]
[110766,"Ex9B40J 1P C4","Uski aut. osigurač; 13,5mm, 6kA, karakteristika C, 4 A, 1-polni",533.67010309278362]
[110767,"Ex9B40J 1P C6","Uski aut. osigurač; 13,5mm, 6kA, karakteristika C, 6 A, 1-polni",287.4742268041237]
[110768,"Ex9B40J 1P C10","Uski aut. osigurač; 13,5mm, 6kA, karakteristika C, 10 A, 1-polni",246.19587628865978]
[110769,"Ex9B40J 1P C16","Uski aut. osigurač; 13,5mm, 6kA, karakteristika C, 16 A, 1-polni",246.19587628865978]
[110770,"Ex9B40J 1P C20","Uski aut. osigurač; 13,5mm, 6kA, karakteristika C, 20 A, 1-polni",246.19587628865978]
[110771,"Ex9B40J 1P C25","Uski aut. osigurač; 13,5mm, 6kA, karakteristika C, 25 A, 1-polni",246.19587628865978]
[110772,"Ex9B40J 1P C32","Uski aut. osigurač; 13,5mm, 6kA, karakteristika C, 32 A, 1-polni",299.26804123711338]
[110773,"Ex9B40J 1P C40","Uski aut. osigurač; 13,5mm, 6kA, karakteristika C, 40 A, 1-polni",350.86597938144331]
[110774,"Ex9B40J 2P C1","Uski aut. osigurač; 27mm, 6kA, karakteristika C, 1 A, 2-polni",1152.8453608247423]
[110775,"Ex9B40J 2P C2","Uski aut. osigurač; 27mm, 6kA, karakteristika C, 2 A, 2-polni",1152.8453608247423]
[110776,"Ex9B40J 2P C3","Uski aut. osigurač; 27mm, 6kA, karakteristika C, 3 A, 2-polni",1027.5360824742268]
[110777,"Ex9B40J 2P C4","Uski aut. osigurač; 27mm, 6kA, karakteristika C, 4 A, 2-polni",1006.8969072164948]
[110778,"Ex9B40J 2P C6","Uski aut. osigurač; 27mm, 6kA, karakteristika C, 6 A, 2-polni",629.4948453608248]
[110779,"Ex9B40J 2P C10","Uski aut. osigurač; 27mm, 6kA, karakteristika C, 10 A, 2-polni",616.22680412371153]
[110780,"Ex9B40J 2P C16","Uski aut. osigurač; 27mm, 6kA, karakteristika C, 16 A, 2-polni",625.07216494845375]
[110781,"Ex9B40J 2P C20","Uski aut. osigurač; 27mm, 6kA, karakteristika C, 20 A, 2-polni",616.22680412371153]
[110782,"Ex9B40J 2P C25","Uski aut. osigurač; 27mm, 6kA, karakteristika C, 25 A, 2-polni",644.23711340206194]
[110783,"Ex9B40J 2P C32","Uski aut. osigurač; 27mm, 6kA, karakteristika C, 32 A, 2-polni",644.23711340206194]
[110784,"Ex9B40J 2P C40","Uski aut. osigurač; 27mm, 6kA, karakteristika C, 40 A, 2-polni",773.96907216494856]
[110785,"Ex9B40J 3P C1","Uski aut. osigurač; 40,5 mm, 6kA, karakteristika C, 1 A, 3-polni",1646.7113402061855]
[110786,"Ex9B40J 3P C2","Uski aut. osigurač; 40,5 mm, 6kA, karakteristika C, 2 A, 3-polni",1646.7113402061855]
[110787,"Ex9B40J 3P C3","Uski aut. osigurač; 40,5 mm, 6kA, karakteristika C, 3 A, 3-polni",1646.7113402061855]
[110788,"Ex9B40J 3P C4","Uski aut. osigurač; 40,5 mm, 6kA, karakteristika C, 4 A, 3-polni",1646.7113402061855]
[110789,"Ex9B40J 3P C6","Uski aut. osigurač; 40,5 mm, 6kA, karakteristika C, 6 A, 3-polni",925.814432989691]
[110790,"Ex9B40J 3P C10","Uski aut. osigurač; 40,5 mm, 6kA, karakteristika C, 10 A, 3-polni",916.96907216494856]
[110791,"Ex9B40J 3P C16","Uski aut. osigurač; 40,5 mm, 6kA, karakteristika C, 16 A, 3-polni",916.96907216494856]
[110792,"Ex9B40J 3P C20","Uski aut. osigurač; 40,5 mm, 6kA, karakteristika C, 20 A, 3-polni",916.96907216494856]
[110793,"Ex9B40J 3P C25","Uski aut. osigurač; 40,5 mm, 6kA, karakteristika C, 25 A, 3-polni",916.96907216494856]
[110794,"Ex9B40J 3P C32","Uski aut. osigurač; 40,5 mm, 6kA, karakteristika C, 32 A, 3-polni",947.92783505154648]
[110795,"Ex9B40J 3P C40","Uski aut. osigurač; 40,5 mm, 6kA, karakteristika C, 40 A, 3-polni",1136.6288659793815]
[110796,"Ex9B40J 4P C1","Uski aut. osigurač; 54 mm, 6kA, karakteristika C, 1 A, 4-polni",2986.7835051546399]
[110797,"Ex9B40J 4P C2","Uski aut. osigurač; 54 mm, 6kA, karakteristika C, 2 A, 4-polni",2986.7835051546399]
[110798,"Ex9B40J 4P C3","Uski aut. osigurač; 54 mm, 6kA, karakteristika C, 3 A, 4-polni",2706.680412371134]
[110799,"Ex9B40J 4P C4","Uski aut. osigurač; 54 mm, 6kA, karakteristika C, 4 A, 4-polni",2534.1958762886602]
[110800,"Ex9B40J 4P C6","Uski aut. osigurač; 54 mm, 6kA, karakteristika C, 6 A, 4-polni",1720.4226804123714]
[110801,"Ex9B40J 4P C10","Uski aut. osigurač; 54 mm, 6kA, karakteristika C, 10 A, 4-polni",1696.8350515463924]
[110802,"Ex9B40J 4P C16","Uski aut. osigurač; 54 mm, 6kA, karakteristika C, 16 A, 4-polni",1702.7319587628867]
[110803,"Ex9B40J 4P C20","Uski aut. osigurač; 54 mm, 6kA, karakteristika C, 20 A, 4-polni",1920.9175257731963]
[110804,"Ex9B40J 4P C25","Uski aut. osigurač; 54 mm, 6kA, karakteristika C, 25 A, 4-polni",1920.9175257731963]
[110805,"Ex9B40J 4P C32","Uski aut. osigurač; 54 mm, 6kA, karakteristika C, 32 A, 4-polni",1962.1958762886602]
[110806,"Ex9B40J 4P C40","Uski aut. osigurač; 54 mm, 6kA, karakteristika C, 40 A, 4-polni",2062.4432989690727]
[]
["Miniature Circuit  Breakers Ex9PN-N, 6 kA"]
[101600,"Ex9PN-N 1PN B1","Automatski osigurač, širina 1 modul, 6 kA, karakteristika B, 1 A, 1+N-polni",1108.6185567010311]
[101601,"Ex9PN-N 1PN B2 ","Automatski osigurač, širina 1 modul, 6 kA, karakteristika B, 2 A, 1+N-polni",1108.6185567010311]
[101602,"Ex9PN-N 1PN B3 ","Automatski osigurač, širina 1 modul, 6 kA, karakteristika B, 3 A, 1+N-polni",1014.2680412371136]
[101603,"Ex9PN-N 1PN B4 ","Automatski osigurač, širina 1 modul, 6 kA, karakteristika B, 4 A, 1+N-polni",943.50515463917554]
[101604,"Ex9PN-N 1PN B6 ","Automatski osigurač, širina 1 modul, 6 kA, karakteristika B, 6 A, 1+N-polni",880.11340206185571]
[101605,"Ex9PN-N 1PN B10 ","Automatski osigurač, širina 1 modul, 6 kA, karakteristika B, 10 A, 1+N-polni",748.90721649484544]
[102354,"Ex9PN-N 1PN B13 ","Automatski osigurač, širina 1 modul, 6 kA, karakteristika B, 13 A, 1+N-polni",748.90721649484544]
[101606,"Ex9PN-N 1PN B16 ","Automatski osigurač, širina 1 modul, 6 kA, karakteristika B, 16 A, 1+N-polni",748.90721649484544]
[101607,"Ex9PN-N 1PN B20 ","Automatski osigurač, širina 1 modul, 6 kA, karakteristika B, 20 A, 1+N-polni",748.90721649484544]
[101608,"Ex9PN-N 1PN B25 ","Automatski osigurač, širina 1 modul, 6 kA, karakteristika B, 25 A, 1+N-polni",822.61855670103103]
[101609,"Ex9PN-N 1PN B32 ","Automatski osigurač, širina 1 modul, 6 kA, karakteristika B, 32 A, 1+N-polni",975.938144329897]
[101610,"Ex9PN-N 1PN B40 ","Automatski osigurač, širina 1 modul, 6 kA, karakteristika B, 40 A, 1+N-polni",1065.8659793814436]
[101611,"Ex9PN-N 1PN C1","Automatski osigurač, širina 1 modul, 6 kA, karakteristika C, 1 A, 1+N-polni",1197.0721649484535]
[101612,"Ex9PN-N 1PN C2 ","Automatski osigurač, širina 1 modul, 6 kA, karakteristika C, 2 A, 1+N-polni",1197.0721649484535]
[101613,"Ex9PN-N 1PN C3 ","Automatski osigurač, širina 1 modul, 6 kA, karakteristika C, 3 A, 1+N-polni",1096.8247422680413]
[101614,"Ex9PN-N 1PN C4 ","Automatski osigurač, širina 1 modul, 6 kA, karakteristika C, 4 A, 1+N-polni",1017.2164948453609]
[101615,"Ex9PN-N 1PN C6 ","Automatski osigurač, širina 1 modul, 6 kA, karakteristika C, 6 A, 1+N-polni",952.35051546391765]
[101616,"Ex9PN-N 1PN C10 ","Automatski osigurač, širina 1 modul, 6 kA, karakteristika C, 10 A, 1+N-polni",806.40206185567001]
[102355,"Ex9PN-N 1PN C13 ","Automatski osigurač, širina 1 modul, 6 kA, karakteristika C, 13 A, 1+N-polni",806.40206185567001]
[101617,"Ex9PN-N 1PN C16 ","Automatski osigurač, širina 1 modul, 6 kA, karakteristika C, 16 A, 1+N-polni",806.40206185567001]
[101618,"Ex9PN-N 1PN C20 ","Automatski osigurač, širina 1 modul, 6 kA, karakteristika C, 20 A, 1+N-polni",806.40206185567001]
[101619,"Ex9PN-N 1PN C25 ","Automatski osigurač, širina 1 modul, 6 kA, karakteristika C, 25 A, 1+N-polni",888.95876288659804]
[101620,"Ex9PN-N 1PN C32 ","Automatski osigurač, širina 1 modul, 6 kA, karakteristika C, 32 A, 1+N-polni",1054.0721649484537]
[101621,"Ex9PN-N 1PN C40 ","Automatski osigurač, širina 1 modul, 6 kA, karakteristika C, 40 A, 1+N-polni",1149.8969072164948]
[]
["Miniature Circuit  Breakers Ex9B125, up to 100 A"]
[102684,"Ex9B125 1P B16A ","Automatski osigurač 25 kA, karakteristika B, 16 A, 1-polni",3598.5876288659797]
[102685,"Ex9B125 1P B20A ","Automatski osigurač 25 kA, karakteristika B, 20 A, 1-polni",3598.5876288659797]
[102686,"Ex9B125 1P B25A","Automatski osigurač 25 kA, karakteristika B, 25 A, 1-polni",3598.5876288659797]
[102687,"Ex9B125 1P B32A","Automatski osigurač 25 kA, karakteristika B, 32 A, 1-polni",3598.5876288659797]
[102688,"Ex9B125 1P B40A","Automatski osigurač 25 kA, karakteristika B, 40 A, 1-polni",3598.5876288659797]
[102689,"Ex9B125 1P B50A","Automatski osigurač 25 kA, karakteristika B, 50 A, 1-polni",3598.5876288659797]
[102690,"Ex9B125 1P B63A","Automatski osigurač 25 kA, karakteristika B, 63 A, 1-polni",3188.752577319588]
[102691,"Ex9B125 1P B80A","Automatski osigurač 20 kA, karakteristika B, 80 A, 1-polni",3188.752577319588]
[102692,"Ex9B125 1P B100A","Automatski osigurač 20 kA, karakteristika B, 100 A, 1-polni",3188.752577319588]
[102714,"Ex9B125 1PN B16A","Automatski osigurač 25 kA, karakteristika B, 16 A, 1+N-polni",8176.0618556701038]
[102715,"Ex9B125 1PN B20A","Automatski osigurač 25 kA, karakteristika B, 20 A, 1+N-polni",8176.0618556701038]
[102716,"Ex9B125 1PN B25A","Automatski osigurač 25 kA, karakteristika B, 25 A, 1+N-polni",8176.0618556701038]
[102717,"Ex9B125 1PN B32A","Automatski osigurač 25 kA, karakteristika B, 32 A, 1+N-polni",8176.0618556701038]
[102718,"Ex9B125 1PN B40A","Automatski osigurač 25 kA, karakteristika B, 40 A, 1+N-polni",8176.0618556701038]
[102719,"Ex9B125 1PN B50A","Automatski osigurač 25 kA, karakteristika B, 50 A, 1+N-polni",8176.0618556701038]
[102720,"Ex9B125 1PN B63A","Automatski osigurač 25 kA, karakteristika B, 63 A, 1+N-polni",7511.1855670103087]
[102721,"Ex9B125 1PN B80A","Automatski osigurač 20 kA, karakteristika B, 80 A, 1+N-polni",7548.0412371134043]
[102722,"Ex9B125 1PN B100A","Automatski osigurač 20 kA, karakteristika B, 100 A, 1+N-polni",7620.2783505154639]
[102744,"Ex9B125 2P B16A","Automatski osigurač 25 kA, karakteristika B, 16 A, 2-polni",6949.5051546391769]
[102745,"Ex9B125 2P B20A","Automatski osigurač 25 kA, karakteristika B, 20 A, 2-polni",6949.5051546391769]
[102746,"Ex9B125 2P B25A","Automatski osigurač 25 kA, karakteristika B, 25 A, 2-polni",6949.5051546391769]
[102747,"Ex9B125 2P B32A","Automatski osigurač 25 kA, karakteristika B, 32 A, 2-polni",6949.5051546391769]
[102748,"Ex9B125 2P B40A","Automatski osigurač 25 kA, karakteristika B, 40 A, 2-polni",6949.5051546391769]
[102749,"Ex9B125 2P B50A","Automatski osigurač 25 kA, karakteristika B, 50 A, 2-polni",6949.5051546391769]
[102750,"Ex9B125 2P B63A","Automatski osigurač 25 kA, karakteristika B, 63 A, 2-polni",6383.4020618556697]
[102751,"Ex9B125 2P B80A","Automatski osigurač 20 kA, karakteristika B, 80 A, 2-polni",6417.3092783505172]
[102752,"Ex9B125 2P B100A","Automatski osigurač 20 kA, karakteristika B, 100 A, 2-polni",6477.7525773195885]
[102774,"Ex9B125 3P B16A","Automatski osigurač 25 kA, karakteristika B, 16 A, 3-polni",7234.0309278350524]
[102775,"Ex9B125 3P B20A","Automatski osigurač 25 kA, karakteristika B, 20 A, 3-polni",7234.0309278350524]
[102776,"Ex9B125 3P B25A","Automatski osigurač 25 kA, karakteristika B, 25 A, 3-polni",7234.0309278350524]
[102777,"Ex9B125 3P B32A","Automatski osigurač 25 kA, karakteristika B, 32 A, 3-polni",7234.0309278350524]
[102778,"Ex9B125 3P B40A","Automatski osigurač 25 kA, karakteristika B, 40 A, 3-polni",7234.0309278350524]
[102779,"Ex9B125 3P B50A","Automatski osigurač 25 kA, karakteristika B, 50 A, 3-polni",7234.0309278350524]
[102780,"Ex9B125 3P B63A","Automatski osigurač 25 kA, karakteristika B, 63 A, 3-polni",7592.2680412371155]
[102781,"Ex9B125 3P B80A","Automatski osigurač 20 kA, karakteristika B, 80 A, 3-polni",7592.2680412371155]
[102782,"Ex9B125 3P B100A","Automatski osigurač 20 kA, karakteristika B, 100 A, 3-polni",7592.2680412371155]
[102804,"Ex9B125 3PN B16A","Automatski osigurač 25 kA, karakteristika B, 16 A, 3+N-polni",9931.8659793814422]
[102805,"Ex9B125 3PN B20A","Automatski osigurač 25 kA, karakteristika B, 20 A, 3+N-polni",9931.8659793814422]
[102806,"Ex9B125 3PN B25A","Automatski osigurač 25 kA, karakteristika B, 25 A, 3+N-polni",9931.8659793814422]
[102807,"Ex9B125 3PN B32A","Automatski osigurač 25 kA, karakteristika B, 32 A, 3+N-polni",9931.8659793814422]
[102808,"Ex9B125 3PN B40A","Automatski osigurač 25 kA, karakteristika B, 40 A, 3+N-polni",9931.8659793814422]
[102809,"Ex9B125 3PN B50A","Automatski osigurač 25 kA, karakteristika B, 50 A, 3+N-polni",9931.8659793814422]
[102810,"Ex9B125 3PN B63A","Automatski osigurač 25 kA, karakteristika B, 63 A, 3+N-polni",10343.175257731958]
[102811,"Ex9B125 3PN B80A","Automatski osigurač 20 kA, karakteristika B, 80 A, 3+N-polni",10007.051546391753]
[102812,"Ex9B125 3PN B100A","Automatski osigurač 20 kA, karakteristika B, 100 A, 3+N-polni",10173.639175257735]
[102834,"Ex9B125 4P B16A","Automatski osigurač 25 kA, karakteristika B, 16 A, 4-polni",12900.958762886601]
[102835,"Ex9B125 4P B20A","Automatski osigurač 25 kA, karakteristika B, 20 A, 4-polni",12900.958762886601]
[102836,"Ex9B125 4P B25A","Automatski osigurač 25 kA, karakteristika B, 25 A, 4-polni",12900.958762886601]
[102837,"Ex9B125 4P B32A","Automatski osigurač 25 kA, karakteristika B, 32 A, 4-polni",12900.958762886601]
[102838,"Ex9B125 4P B40A","Automatski osigurač 25 kA, karakteristika B, 40 A, 4-polni",12900.958762886601]
[102839,"Ex9B125 4P B50A","Automatski osigurač 25 kA, karakteristika B, 50 A, 4-polni",12900.958762886601]
[102840,"Ex9B125 4P B63A","Automatski osigurač 25 kA, karakteristika B, 63 A, 4-polni",13431.680412371134]
[102841,"Ex9B125 4P B80A","Automatski osigurač 20 kA, karakteristika B, 80 A, 4-polni",12996.783505154641]
[102842,"Ex9B125 4P B100A","Automatski osigurač 20 kA, karakteristika B, 100 A, 4-polni",13213.494845360825]
[102694,"Ex9B125 1P C16A","Automatski osigurač 25 kA, karakteristika C, 16 A, 1-polni",3070.8144329896904]
[102695,"Ex9B125 1P C20A","Automatski osigurač 25 kA, karakteristika C, 20 A, 1-polni",3070.8144329896904]
[102696,"Ex9B125 1P C25A","Automatski osigurač 25 kA, karakteristika C, 25 A, 1-polni",3070.8144329896904]
[102697,"Ex9B125 1P C32A","Automatski osigurač 25 kA, karakteristika C, 32 A, 1-polni",3070.8144329896904]
[102698,"Ex9B125 1P C40A","Automatski osigurač 25 kA, karakteristika C, 40 A, 1-polni",3070.8144329896904]
[102699,"Ex9B125 1P C50A","Automatski osigurač 25 kA, karakteristika C, 50 A, 1-polni",3070.8144329896904]
[102700,"Ex9B125 1P C63A","Automatski osigurač 25 kA, karakteristika C, 63 A, 1-polni",2658.0309278350524]
[102701,"Ex9B125 1P C80A","Automatski osigurač 20 kA, karakteristika C, 80 A, 1-polni",2658.0309278350524]
[102702,"Ex9B125 1P C100A","Automatski osigurač 20 kA, karakteristika C, 100 A, 1-polni",2658.0309278350524]
[102724,"Ex9B125 1PN C16A","Automatski osigurač 25 kA, karakteristika C, 16 A, 1+N-polni",6317.0618556701047]
[102725,"Ex9B125 1PN C20A","Automatski osigurač 25 kA, karakteristika C, 20 A, 1+N-polni",6317.0618556701047]
[102726,"Ex9B125 1PN C25A","Automatski osigurač 25 kA, karakteristika C, 25 A, 1+N-polni",6317.0618556701047]
[102727,"Ex9B125 1PN C32A","Automatski osigurač 25 kA, karakteristika C, 32 A, 1+N-polni",6317.0618556701047]
[102728,"Ex9B125 1PN C40A","Automatski osigurač 25 kA, karakteristika C, 40 A, 1+N-polni",6317.0618556701047]
[102729,"Ex9B125 1PN C50A","Automatski osigurač 25 kA, karakteristika C, 50 A, 1+N-polni",6317.0618556701047]
[102730,"Ex9B125 1PN C63A","Automatski osigurač 25 kA, karakteristika C, 63 A, 1+N-polni",5323.4329896907211]
[102731,"Ex9B125 1PN C80A","Automatski osigurač 20 kA, karakteristika C, 80 A, 1+N-polni",5323.4329896907211]
[102732,"Ex9B125 1PN C100A","Automatski osigurač 20 kA, karakteristika C, 100 A, 1+N-polni",5920.4948453608249]
[102754,"Ex9B125 2P C16A","Automatski osigurač 25 kA, karakteristika C, 16 A, 2-polni",6317.0618556701047]
[102755,"Ex9B125 2P C20A","Automatski osigurač 25 kA, karakteristika C, 20 A, 2-polni",6317.0618556701047]
[102756,"Ex9B125 2P C25A","Automatski osigurač 25 kA, karakteristika C, 25 A, 2-polni",6317.0618556701047]
[102757,"Ex9B125 2P C32A","Automatski osigurač 25 kA, karakteristika C, 32 A, 2-polni",6317.0618556701047]
[102758,"Ex9B125 2P C40A","Automatski osigurač 25 kA, karakteristika C, 40 A, 2-polni",6317.0618556701047]
[102759,"Ex9B125 2P C50A","Automatski osigurač 25 kA, karakteristika C, 50 A, 2-polni",6317.0618556701047]
[102760,"Ex9B125 2P C63A","Automatski osigurač 25 kA, karakteristika C, 63 A, 2-polni",5323.4329896907211]
[102761,"Ex9B125 2P C80A","Automatski osigurač 20 kA, karakteristika C, 80 A, 2-polni",5323.4329896907211]
[102762,"Ex9B125 2P C100A","Automatski osigurač 20 kA, karakteristika C, 100 A, 2-polni",5920.4948453608249]
[102784,"Ex9B125 3P C16A","Automatski osigurač 25 kA, karakteristika C, 16 A, 3-polni",6722.4742268041246]
[102785,"Ex9B125 3P C20A","Automatski osigurač 25 kA, karakteristika C, 20 A, 3-polni",6722.4742268041246]
[102786,"Ex9B125 3P C25A","Automatski osigurač 25 kA, karakteristika C, 25 A, 3-polni",6722.4742268041246]
[102787,"Ex9B125 3P C32A","Automatski osigurač 25 kA, karakteristika C, 32 A, 3-polni",6722.4742268041246]
[102788,"Ex9B125 3P C40A","Automatski osigurač 25 kA, karakteristika C, 40 A, 3-polni",6722.4742268041246]
[102789,"Ex9B125 3P C50A","Automatski osigurač 25 kA, karakteristika C, 50 A, 3-polni",6722.4742268041246]
[102790,"Ex9B125 3P C63A","Automatski osigurač 25 kA, karakteristika C, 63 A, 3-polni",6377.505154639176]
[102791,"Ex9B125 3P C80A","Automatski osigurač 20 kA, karakteristika C, 80 A, 3-polni",6377.505154639176]
[102792,"Ex9B125 3P C100A","Automatski osigurač 20 kA, karakteristika C, 100 A, 3-polni",6377.505154639176]
[102814,"Ex9B125 3PN C16A","Automatski osigurač 25 kA, karakteristika C, 16 A, 3+N-polni",11037.536082474229]
[102815,"Ex9B125 3PN C20A","Automatski osigurač 25 kA, karakteristika C, 20 A, 3+N-polni",11037.536082474229]
[102816,"Ex9B125 3PN C25A","Automatski osigurač 25 kA, karakteristika C, 25 A, 3+N-polni",11037.536082474229]
[102817,"Ex9B125 3PN C32A","Automatski osigurač 25 kA, karakteristika C, 32 A, 3+N-polni",11037.536082474229]
[102818,"Ex9B125 3PN C40A","Automatski osigurač 25 kA, karakteristika C, 40 A, 3+N-polni",11037.536082474229]
[102819,"Ex9B125 3PN C50A","Automatski osigurač 25 kA, karakteristika C, 50 A, 3+N-polni",11037.536082474229]
[102820,"Ex9B125 3PN C63A","Automatski osigurač 25 kA, karakteristika C, 63 A, 3+N-polni",9231.6082474226823]
[102821,"Ex9B125 3PN C80A","Automatski osigurač 20 kA, karakteristika C, 80 A, 3+N-polni",9231.6082474226823]
[102822,"Ex9B125 3PN C100A","Automatski osigurač 20 kA, karakteristika C, 100 A, 3+N-polni",9867.0000000000036]
[102844,"Ex9B125 4P C16A","Automatski osigurač 25 kA, karakteristika C, 16 A, 4-polni",11826.247422680413]
[102845,"Ex9B125 4P C20A","Automatski osigurač 25 kA, karakteristika C, 20 A, 4-polni",11826.247422680413]
[102846,"Ex9B125 4P C25A","Automatski osigurač 25 kA, karakteristika C, 25 A, 4-polni",11826.247422680413]
[102847,"Ex9B125 4P C32A","Automatski osigurač 25 kA, karakteristika C, 32 A, 4-polni",11826.247422680413]
[102848,"Ex9B125 4P C40A","Automatski osigurač 25 kA, karakteristika C, 40 A, 4-polni",11826.247422680413]
[102849,"Ex9B125 4P C50A","Automatski osigurač 25 kA, karakteristika C, 50 A, 4-polni",11826.247422680413]
[102850,"Ex9B125 4P C63A","Automatski osigurač 25 kA, karakteristika C, 63 A, 4-polni",9892.0618556701011]
[102851,"Ex9B125 4P C80A","Automatski osigurač 20 kA, karakteristika C, 80 A, 4-polni",9892.0618556701011]
[102852,"Ex9B125 4P C100A","Automatski osigurač 20 kA, karakteristika C, 100 A, 4-polni",10573.15463917526]
[102704,"Ex9B125 1P D16A","Automatski osigurač 25 kA, karakteristika D, 16 A, 1-polni",3399.5670103092789]
[102705,"Ex9B125 1P D20A","Automatski osigurač 25 kA, karakteristika D, 20 A, 1-polni",3399.5670103092789]
[102706,"Ex9B125 1P D25A","Automatski osigurač 25 kA, karakteristika D, 25 A, 1-polni",3399.5670103092789]
[102707,"Ex9B125 1P D32A","Automatski osigurač 25 kA, karakteristika D, 32 A, 1-polni",3399.5670103092789]
[102708,"Ex9B125 1P D40A","Automatski osigurač 25 kA, karakteristika D, 40 A, 1-polni",3399.5670103092789]
[102709,"Ex9B125 1P D50A","Automatski osigurač 25 kA, karakteristika D, 50 A, 1-polni",3399.5670103092789]
[102710,"Ex9B125 1P D63A","Automatski osigurač 25 kA, karakteristika D, 63 A, 1-polni",2883.5876288659797]
[102711,"Ex9B125 1P D80A","Automatski osigurač 20 kA, karakteristika D, 80 A, 1-polni",2883.5876288659797]
[102712,"Ex9B125 1P D100A","Automatski osigurač 20 kA, karakteristika D, 100 A, 1-polni",3028.0618556701033]
[102734,"Ex9B125 1PN D16A","Automatski osigurač 25 kA, karakteristika D, 16 A, 1+N-polni",7303.3195876288682]
[102735,"Ex9B125 1PN D20A","Automatski osigurač 25 kA, karakteristika D, 20 A, 1+N-polni",7303.3195876288682]
[102736,"Ex9B125 1PN D25A","Automatski osigurač 25 kA, karakteristika D, 25 A, 1+N-polni",7303.3195876288682]
[102737,"Ex9B125 1PN D32A","Automatski osigurač 25 kA, karakteristika D, 32 A, 1+N-polni",7303.3195876288682]
[102738,"Ex9B125 1PN D40A","Automatski osigurač 25 kA, karakteristika D, 40 A, 1+N-polni",7303.3195876288682]
[102739,"Ex9B125 1PN D50A","Automatski osigurač 25 kA, karakteristika D, 50 A, 1+N-polni",7303.3195876288682]
[102740,"Ex9B125 1PN D63A","Automatski osigurač 25 kA, karakteristika D, 63 A, 1+N-polni",6184.3814432989693]
[102741,"Ex9B125 1PN D80A","Automatski osigurač 20 kA, karakteristika D, 80 A, 1+N-polni",6184.3814432989693]
[102742,"Ex9B125 1PN D100A","Automatski osigurač 20 kA, karakteristika D, 100 A, 1+N-polni",6492.4948453608258]
[102764,"Ex9B125 2P D16A","Automatski osigurač 25 kA, karakteristika D, 16 A, 2-polni",6818.2989690721652]
[102765,"Ex9B125 2P D20A","Automatski osigurač 25 kA, karakteristika D, 20 A, 2-polni",6818.2989690721652]
[102766,"Ex9B125 2P D25A","Automatski osigurač 25 kA, karakteristika D, 25 A, 2-polni",6818.2989690721652]
[102767,"Ex9B125 2P D32A","Automatski osigurač 25 kA, karakteristika D, 32 A, 2-polni",6818.2989690721652]
[102768,"Ex9B125 2P D40A","Automatski osigurač 25 kA, karakteristika D, 40 A, 2-polni",6818.2989690721652]
[102769,"Ex9B125 2P D50A","Automatski osigurač 25 kA, karakteristika D, 50 A, 2-polni",6818.2989690721652]
[102770,"Ex9B125 2P D63A","Automatski osigurač 25 kA, karakteristika D, 63 A, 2-polni",5771.5979381443303]
[102771,"Ex9B125 2P D80A","Automatski osigurač 20 kA, karakteristika D, 80 A, 2-polni",5771.5979381443303]
[102772,"Ex9B125 2P D100A","Automatski osigurač 20 kA, karakteristika D, 100 A, 2-polni",6059.0721649484549]
[102794,"Ex9B125 3P D16A","Automatski osigurač 25 kA, karakteristika D, 16 A, 3-polni",7710.206185567009]
[102795,"Ex9B125 3P D20A","Automatski osigurač 25 kA, karakteristika D, 20 A, 3-polni",7710.206185567009]
[102796,"Ex9B125 3P D25A","Automatski osigurač 25 kA, karakteristika D, 25 A, 3-polni",7710.206185567009]
[102797,"Ex9B125 3P D32A","Automatski osigurač 25 kA, karakteristika D, 32 A, 3-polni",7710.206185567009]
[102798,"Ex9B125 3P D40A","Automatski osigurač 25 kA, karakteristika D, 40 A, 3-polni",7710.206185567009]
[102799,"Ex9B125 3P D50A","Automatski osigurač 25 kA, karakteristika D, 50 A, 3-polni",7464.0103092783529]
[102800,"Ex9B125 3P D63A","Automatski osigurač 25 kA, karakteristika D, 63 A, 3-polni",7002.5773195876282]
[102801,"Ex9B125 3P D80A","Automatski osigurač 20 kA, karakteristika D, 80 A, 3-polni",7002.5773195876282]
[102802,"Ex9B125 3P D100A","Automatski osigurač 20 kA, karakteristika D, 100 A, 3-polni",7353.4432989690749]
[102824,"Ex9B125 3PN D16A","Automatski osigurač 25 kA, karakteristika D, 16 A, 3+N-polni",9296.4742268041246]
[102825,"Ex9B125 3PN D20A","Automatski osigurač 25 kA, karakteristika D, 20 A, 3+N-polni",9296.4742268041246]
[102826,"Ex9B125 3PN D25A","Automatski osigurač 25 kA, karakteristika D, 25 A, 3+N-polni",9296.4742268041246]
[102827,"Ex9B125 3PN D32A","Automatski osigurač 25 kA, karakteristika D, 32 A, 3+N-polni",9296.4742268041246]
[102828,"Ex9B125 3PN D40A","Automatski osigurač 25 kA, karakteristika D, 40 A, 3+N-polni",9296.4742268041246]
[102829,"Ex9B125 3PN D50A","Automatski osigurač 25 kA, karakteristika D, 50 A, 3+N-polni",9296.4742268041246]
[102830,"Ex9B125 3PN D63A","Automatski osigurač 25 kA, karakteristika D, 63 A, 3+N-polni",8843.8865979381444]
[102831,"Ex9B125 3PN D80A","Automatski osigurač 20 kA, karakteristika D, 80 A, 3+N-polni",8843.8865979381444]
[102832,"Ex9B125 3PN D100A","Automatski osigurač 20 kA, karakteristika D, 100 A, 3+N-polni",9281.7319587628863]
[102854,"Ex9B125 4P D16A","Automatski osigurač 25 kA, karakteristika D, 16 A, 4-polni",9961.3505154639188]
[102855,"Ex9B125 4P D20A","Automatski osigurač 25 kA, karakteristika D, 20 A, 4-polni",9961.3505154639188]
[102856,"Ex9B125 4P D25A","Automatski osigurač 25 kA, karakteristika D, 25 A, 4-polni",9961.3505154639188]
[102857,"Ex9B125 4P D32A","Automatski osigurač 25 kA, karakteristika D, 32 A, 4-polni",9961.3505154639188]
[102858,"Ex9B125 4P D40A","Automatski osigurač 25 kA, karakteristika D, 40 A, 4-polni",9961.3505154639188]
[102859,"Ex9B125 4P D50A","Automatski osigurač 25 kA, karakteristika D, 50 A, 4-polni",9961.3505154639188]
[102860,"Ex9B125 4P D63A","Automatski osigurač 25 kA, karakteristika D, 63 A, 4-polni",9473.381443298973]
[102861,"Ex9B125 4P D80A","Automatski osigurač 20 kA, karakteristika D, 80 A, 4-polni",9473.381443298973]
[102862,"Ex9B125 4P D100A","Automatski osigurač 20 kA, karakteristika D, 100 A, 4-polni",9946.6082474226805]
[]
["DC Miniature Circuit Breakers Ex9BP-JX, 10 kA, 250 V DC per pole, General Purpose, polarized"]
[110067,"Ex9BP-JX(+) 1P C1","DC automatski osigurač 10 kA, karakteristika C, 1 A, 250 V DC, 1-polni",1157.2680412371137]
[110068,"Ex9BP-JX(+) 1P C2","DC automatski osigurač 10 kA, karakteristika C, 3 A, 250 V DC, 1-polni",1157.2680412371137]
[110069,"Ex9BP-JX(+) 1P C3","DC automatski osigurač 10 kA, karakteristika C, 3 A, 250 V DC, 1-polni",1157.2680412371137]
[110070,"Ex9BP-JX(+) 1P C4","DC automatski osigurač 10 kA, karakteristika C, 4 A, 250 V DC, 1-polni",1157.2680412371137]
[110071,"Ex9BP-JX(+) 1P C6","DC automatski osigurač 10 kA, karakteristika C, 6 A, 250 V DC, 1-polni",844.73195876288673]
[110072,"Ex9BP-JX(+) 1P C10","DC automatski osigurač 10 kA, karakteristika C, 10 A, 250 V DC, 1-polni",715]
[110073,"Ex9BP-JX(+) 1P C16","DC automatski osigurač 10 kA, karakteristika C, 16 A, 250 V DC, 1-polni",715]
[110074,"Ex9BP-JX(+) 1P C20","DC automatski osigurač 10 kA, karakteristika C, 20 A, 250 V DC, 1-polni",715]
[110075,"Ex9BP-JX(+) 1P C25","DC automatski osigurač 10 kA, karakteristika C, 25 A, 250 V DC, 1-polni",715]
[110076,"Ex9BP-JX(+) 1P C32","DC automatski osigurač 10 kA, karakteristika C, 32 A, 250 V DC, 1-polni",766.5979381443301]
[110077,"Ex9BP-JX(+) 1P C40","DC automatski osigurač 10 kA, karakteristika C, 40 A, 250 V DC, 1-polni",847.68041237113414]
[110078,"Ex9BP-JX(+) 1P C50","DC automatski osigurač 10 kA, karakteristika C, 50 A, 250 V DC, 1-polni",1348.9175257731961]
[110079,"Ex9BP-JX(+) 1P C63","DC automatski osigurač 10 kA, karakteristika C, 63 A, 250 V DC, 1-polni",1881.1134020618558]
[110080,"Ex9BP-JX(+) 2P C1","DC automatski osigurač 10 kA, karakteristika C, 1 A, 500 V DC, 2-polni",2594.6391752577324]
[110081,"Ex9BP-JX(+) 2P C2","DC automatski osigurač 10 kA, karakteristika C, 2, A, 500 V DC, 2-polni",2594.6391752577324]
[110082,"Ex9BP-JX(+) 2P C3","DC automatski osigurač 10 kA, karakteristika C, 3 A, 500 V DC, 2-polni",2594.6391752577324]
[110083,"Ex9BP-JX(+) 2P C4","DC automatski osigurač 10 kA, karakteristika C, 4 A, 500 V DC, 2-polni",2594.6391752577324]
[110084,"Ex9BP-JX(+) 2P C6","DC automatski osigurač 10 kA, karakteristika C, 6 A, 500 V DC, 2-polni",1839.8350515463919]
[110085,"Ex9BP-JX(+) 2P C10","DC automatski osigurač 10 kA, karakteristika C, 10 A, 500 V DC, 2-polni",1574.4742268041241]
[110086,"Ex9BP-JX(+) 2P C16","DC automatski osigurač 10 kA, karakteristika C, 16 A, 500 V DC, 2-polni",1574.4742268041241]
[110087,"Ex9BP-JX(+) 2P C20","DC automatski osigurač 10 kA, karakteristika C, 20 A, 500 V DC, 2-polni",1574.4742268041241]
[110088,"Ex9BP-JX(+) 2P C25","DC automatski osigurač 10 kA, karakteristika C, 25 A, 500 V DC, 2-polni",1574.4742268041241]
[110089,"Ex9BP-JX(+) 2P C32","DC automatski osigurač 10 kA, karakteristika C, 32 A, 500 V DC, 2-polni",1686.5154639175259]
[110090,"Ex9BP-JX(+) 2P C40","DC automatski osigurač 10 kA, karakteristika C, 40 A, 500 V DC, 2-polni",1820.6701030927836]
[110091,"Ex9BP-JX(+) 2P C50","DC automatski osigurač 10 kA, karakteristika C, 50 A, 500 V DC, 2-polni",3172.536082474227]
[110092,"Ex9BP-JX(+) 2P C63","DC automatski osigurač 10 kA, karakteristika C, 63 A, 500 V DC, 2-polni",4267.8865979381444]
[110093,"Ex9BP-JX(+) 3P C1","DC automatski osigurač 10 kA, karakteristika C, 1 A, 750 V DC, 3-polni",3460.0103092783506]
[110094,"Ex9BP-JX(+) 3P C2","DC automatski osigurač 10 kA, karakteristika C, 3 A, 750 V DC, 3-polni",3460.0103092783506]
[110095,"Ex9BP-JX(+) 3P C3","DC automatski osigurač 10 kA, karakteristika C, 3 A, 750 V DC, 3-polni",3460.0103092783506]
[110096,"Ex9BP-JX(+) 3P C4","DC automatski osigurač 10 kA, karakteristika C, 4 A, 750 V DC, 3-polni",3460.0103092783506]
[110097,"Ex9BP-JX(+) 3P C6","DC automatski osigurač 10 kA, karakteristika C, 6 A, 750 V DC, 3-polni",2453.113402061856]
[110098,"Ex9BP-JX(+) 3P C10","DC automatski osigurač 10 kA, karakteristika C, 10 A, 750 V DC, 3-polni",2099.2989690721652]
[110099,"Ex9BP-JX(+) 3P C16","DC automatski osigurač 10 kA, karakteristika C, 16 A, 750 V DC, 3-polni",2099.2989690721652]
[110100,"Ex9BP-JX(+) 3P C20","DC automatski osigurač 10 kA, karakteristika C, 20 A, 750 V DC, 3-polni",2099.2989690721652]
[110101,"Ex9BP-JX(+) 3P C25","DC automatski osigurač 10 kA, karakteristika C, 25 A, 750 V DC, 3-polni",2099.2989690721652]
[110102,"Ex9BP-JX(+) 3P C32","DC automatski osigurač 10 kA, karakteristika C, 32 A, 750 V DC, 3-polni",2249.6701030927834]
[110103,"Ex9BP-JX(+) 3P C40","DC automatski osigurač 10 kA, karakteristika C, 40 A, 750 V DC, 3-polni",2428.0515463917518]
[110104,"Ex9BP-JX(+) 3P C50","DC automatski osigurač 10 kA, karakteristika C, 50 A, 750 V DC, 3-polni",4229.5567010309287]
[110105,"Ex9BP-JX(+) 3P C63","DC automatski osigurač 10 kA, karakteristika C, 63 A, 750 V DC, 3-polni",5690.5154639175271]
[110106,"Ex9BP-JX(+) 4P C1","DC automatski osigurač 10 kA, karakteristika C, 1 A, 1000 V DC, 4-polni",4070.3402061855677]
[110107,"Ex9BP-JX(+) 4P C2","DC automatski osigurač 10 kA, karakteristika C, 2, A, 1000 V DC, 4-polni",4070.3402061855677]
[110108,"Ex9BP-JX(+) 4P C3","DC automatski osigurač 10 kA, karakteristika C, 3 A, 1000 V DC, 4-polni",4070.3402061855677]
[110109,"Ex9BP-JX(+) 4P C4","DC automatski osigurač 10 kA, karakteristika C, 4 A, 1000 V DC, 4-polni",4070.3402061855677]
[110110,"Ex9BP-JX(+) 4P C6","DC automatski osigurač 10 kA, karakteristika C, 6 A, 1000 V DC, 4-polni",2886.536082474227]
[110111,"Ex9BP-JX(+) 4P C10","DC automatski osigurač 10 kA, karakteristika C, 10 A, 1000 V DC, 4-polni",2470.8041237113407]
[110112,"Ex9BP-JX(+) 4P C16","DC automatski osigurač 10 kA, karakteristika C, 16 A, 1000 V DC, 4-polni",2470.8041237113407]
[110113,"Ex9BP-JX(+) 4P C20","DC automatski osigurač 10 kA, karakteristika C, 20 A, 1000 V DC, 4-polni",2470.8041237113407]
[110114,"Ex9BP-JX(+) 4P C25","DC automatski osigurač 10 kA, karakteristika C, 25 A, 1000 V DC, 4-polni",2470.8041237113407]
[110115,"Ex9BP-JX(+) 4P C32","DC automatski osigurač 10 kA, karakteristika C, 32 A, 1000 V DC, 4-polni",2644.7628865979386]
[110116,"Ex9BP-JX(+) 4P C40","DC automatski osigurač 10 kA, karakteristika C, 40 A, 1000 V DC, 4-polni",2855.5773195876295]
[110117,"Ex9BP-JX(+) 4P C50","DC automatski osigurač 10 kA, karakteristika C, 50 A, 1000 V DC, 4-polni",4974.0412371134034]
[110118,"Ex9BP-JX(+) 4P C63","DC automatski osigurač 10 kA, karakteristika C, 63 A, 1000 V DC, 4-polni",6694.4639175257726]
[110119,"Ex9BP-JX(+) 1P K1","DC automatski osigurač 10 kA, karakteristika K, 1 A, 250 V DC, 1-polni",1284.0515463917529]
[110120,"Ex9BP-JX(+) 1P K2","DC automatski osigurač 10 kA, karakteristika K, 3 A, 250 V DC, 1-polni",1284.0515463917529]
[110121,"Ex9BP-JX(+) 1P K3","DC automatski osigurač 10 kA, karakteristika K, 3 A, 250 V DC, 1-polni",1284.0515463917529]
[110122,"Ex9BP-JX(+) 1P K4","DC automatski osigurač 10 kA, karakteristika K, 4 A, 250 V DC, 1-polni",1284.0515463917529]
[110123,"Ex9BP-JX(+) 1P K6","DC automatski osigurač 10 kA, karakteristika K, 6 A, 250 V DC, 1-polni",794.60824742268039]
[110124,"Ex9BP-JX(+) 1P K10","DC automatski osigurač 10 kA, karakteristika K, 10 A, 250 V DC, 1-polni",794.60824742268039]
[110125,"Ex9BP-JX(+) 1P K16","DC automatski osigurač 10 kA, karakteristika K, 16 A, 250 V DC, 1-polni",794.60824742268039]
[110126,"Ex9BP-JX(+) 1P K20","DC automatski osigurač 10 kA, karakteristika K, 20 A, 250 V DC, 1-polni",794.60824742268039]
[110127,"Ex9BP-JX(+) 1P K25","DC automatski osigurač 10 kA, karakteristika K, 25 A, 250 V DC, 1-polni",794.60824742268039]
[110128,"Ex9BP-JX(+) 1P K32","DC automatski osigurač 10 kA, karakteristika K, 32 A, 250 V DC, 1-polni",794.60824742268039]
[110129,"Ex9BP-JX(+) 1P K40","DC automatski osigurač 10 kA, karakteristika K, 40 A, 250 V DC, 1-polni",940.55670103092791]
[110130,"Ex9BP-JX(+) 1P K50","DC automatski osigurač 10 kA, karakteristika K, 50 A, 250 V DC, 1-polni",1499.2886597938148]
[110131,"Ex9BP-JX(+) 1P K63","DC automatski osigurač 10 kA, karakteristika K, 63 A, 250 V DC, 1-polni",2090.4536082474224]
[110132,"Ex9BP-JX(+) 2P K1","DC automatski osigurač 10 kA, karakteristika K, 1 A, 500 V DC, 2-polni",2883.5876288659797]
[110133,"Ex9BP-JX(+) 2P K2","DC automatski osigurač 10 kA, karakteristika K, 2, A, 500 V DC, 2-polni",2883.5876288659797]
[110134,"Ex9BP-JX(+) 2P K3","DC automatski osigurač 10 kA, karakteristika K, 3 A, 500 V DC, 2-polni",2883.5876288659797]
[110135,"Ex9BP-JX(+) 2P K4","DC automatski osigurač 10 kA, karakteristika K, 4 A, 500 V DC, 2-polni",2883.5876288659797]
[110136,"Ex9BP-JX(+) 2P K6","DC automatski osigurač 10 kA, karakteristika K, 6 A, 500 V DC, 2-polni",1749.9072164948454]
[110137,"Ex9BP-JX(+) 2P K10","DC automatski osigurač 10 kA, karakteristika K, 10 A, 500 V DC, 2-polni",1749.9072164948454]
[110138,"Ex9BP-JX(+) 2P K16","DC automatski osigurač 10 kA, karakteristika K, 16 A, 500 V DC, 2-polni",1749.9072164948454]
[110139,"Ex9BP-JX(+) 2P K20","DC automatski osigurač 10 kA, karakteristika K, 20 A, 500 V DC, 2-polni",1749.9072164948454]
[110140,"Ex9BP-JX(+) 2P K25","DC automatski osigurač 10 kA, karakteristika K, 25 A, 500 V DC, 2-polni",1749.9072164948454]
[110141,"Ex9BP-JX(+) 2P K32","DC automatski osigurač 10 kA, karakteristika K, 32 A, 500 V DC, 2-polni",1749.9072164948454]
[110142,"Ex9BP-JX(+) 2P K40","DC automatski osigurač 10 kA, karakteristika K, 40 A, 500 V DC, 2-polni",2022.6391752577322]
[110143,"Ex9BP-JX(+) 2P K50","DC automatski osigurač 10 kA, karakteristika K, 50 A, 500 V DC, 2-polni",3524.8762886597942]
[110144,"Ex9BP-JX(+) 2P K63","DC automatski osigurač 10 kA, karakteristika K, 63 A, 500 V DC, 2-polni",4742.5876288659802]
[110145,"Ex9BP-JX(+) 3P K1","DC automatski osigurač 10 kA, karakteristika K, 1 A, 750 V DC, 3-polni",3933.2371134020623]
[110146,"Ex9BP-JX(+) 3P K2","DC automatski osigurač 10 kA, karakteristika K, 3 A, 750 V DC, 3-polni",3933.2371134020623]
[110147,"Ex9BP-JX(+) 3P K3","DC automatski osigurač 10 kA, karakteristika K, 3 A, 750 V DC, 3-polni",3933.2371134020623]
[110148,"Ex9BP-JX(+) 3P K4","DC automatski osigurač 10 kA, karakteristika K, 4 A, 750 V DC, 3-polni",3933.2371134020623]
[110149,"Ex9BP-JX(+) 3P K6","DC automatski osigurač 10 kA, karakteristika K, 6 A, 750 V DC, 3-polni",2787.7628865979386]
[110150,"Ex9BP-JX(+) 3P K10","DC automatski osigurač 10 kA, karakteristika K, 10 A, 750 V DC, 3-polni",2386.7731958762893]
[110151,"Ex9BP-JX(+) 3P K16","DC automatski osigurač 10 kA, karakteristika K, 16 A, 750 V DC, 3-polni",2386.7731958762893]
[110152,"Ex9BP-JX(+) 3P K20","DC automatski osigurač 10 kA, karakteristika K, 20 A, 750 V DC, 3-polni",2386.7731958762893]
[110153,"Ex9BP-JX(+) 3P K25","DC automatski osigurač 10 kA, karakteristika K, 25 A, 750 V DC, 3-polni",2386.7731958762893]
[110154,"Ex9BP-JX(+) 3P K32","DC automatski osigurač 10 kA, karakteristika K, 32 A, 750 V DC, 3-polni",2557.7835051546399]
[110155,"Ex9BP-JX(+) 3P K40","DC automatski osigurač 10 kA, karakteristika K, 40 A, 750 V DC, 3-polni",2759.7525773195871]
[110156,"Ex9BP-JX(+) 3P K50","DC automatski osigurač 10 kA, karakteristika K, 50 A, 750 V DC, 3-polni",4804.505154639176]
[110157,"Ex9BP-JX(+) 3P K63","DC automatski osigurač 10 kA, karakteristika K, 63 A, 750 V DC, 3-polni",6467.4329896907211]
[110158,"Ex9BP-JX(+) 4P K1","DC automatski osigurač 10 kA, karakteristika K, 1 A, 1000 V DC, 4-polni",4624.649484536083]
[110159,"Ex9BP-JX(+) 4P K2","DC automatski osigurač 10 kA, karakteristika K, 2, A, 1000 V DC, 4-polni",4624.649484536083]
[110160,"Ex9BP-JX(+) 4P K3","DC automatski osigurač 10 kA, karakteristika K, 3 A, 1000 V DC, 4-polni",4624.649484536083]
[110161,"Ex9BP-JX(+) 4P K4","DC automatski osigurač 10 kA, karakteristika K, 4 A, 1000 V DC, 4-polni",4624.649484536083]
[110162,"Ex9BP-JX(+) 4P K6","DC automatski osigurač 10 kA, karakteristika K, 6 A, 1000 V DC, 4-polni",3280.1546391752581]
[110163,"Ex9BP-JX(+) 4P K10","DC automatski osigurač 10 kA, karakteristika K, 10 A, 1000 V DC, 4-polni",2806.9278350515465]
[110164,"Ex9BP-JX(+) 4P K16","DC automatski osigurač 10 kA, karakteristika K, 16 A, 1000 V DC, 4-polni",2806.9278350515465]
[110165,"Ex9BP-JX(+) 4P K20","DC automatski osigurač 10 kA, karakteristika K, 20 A, 1000 V DC, 4-polni",2806.9278350515465]
[110166,"Ex9BP-JX(+) 4P K25","DC automatski osigurač 10 kA, karakteristika K, 25 A, 1000 V DC, 4-polni",2806.9278350515465]
[110167,"Ex9BP-JX(+) 4P K32","DC automatski osigurač 10 kA, karakteristika K, 32 A, 1000 V DC, 4-polni",3005.9484536082477]
[110168,"Ex9BP-JX(+) 4P K40","DC automatski osigurač 10 kA, karakteristika K, 40 A, 1000 V DC, 4-polni",3244.7731958762897]
[110169,"Ex9BP-JX(+) 4P K50","DC automatski osigurač 10 kA, karakteristika K, 50 A, 1000 V DC, 4-polni",5653.6597938144341]
[110170,"Ex9BP-JX(+) 4P K63","DC automatski osigurač 10 kA, karakteristika K, 63 A, 1000 V DC, 4-polni",7607.0103092783502]
[]
["DC Miniature Circuit Breakers Ex9BP, 10 kA, for PV applications 150-600 V DC, non-polarized"]
[109962,"Ex9BP 1P DC150V C1","DC automatski osigurač 10 kA, karakteristika C, 1 A, 150 V DC, 1-polni ",825.56701030927832]
[109963,"Ex9BP 1P DC150V C2","DC automatski osigurač 10 kA, karakteristika C, 2 A, 150 V DC, 1-polni ",825.56701030927832]
[109964,"Ex9BP 1P DC150V C3","DC automatski osigurač 10 kA, karakteristika C, 3 A, 150 V DC, 1-polni ",732.69072164948466]
[109965,"Ex9BP 1P DC150V C4","DC automatski osigurač 10 kA, karakteristika C, 4 A, 150 V DC, 1-polni ",732.69072164948466]
[109966,"Ex9BP 1P DC150V C6","DC automatski osigurač 10 kA, karakteristika C, 6 A, 150 V DC, 1-polni ",732.69072164948466]
[109967,"Ex9BP 1P DC150V C10","DC automatski osigurač 10 kA, karakteristika C, 10 A, 150 V DC, 1-polni ",703.20618556701027]
[109968,"Ex9BP 1P DC150V C16","DC automatski osigurač 10 kA, karakteristika C, 16 A, 150 V DC, 1-polni ",703.20618556701027]
[109969,"Ex9BP 1P DC150V C20","DC automatski osigurač 10 kA, karakteristika C, 20 A, 150 V DC, 1-polni ",703.20618556701027]
[109970,"Ex9BP 1P DC150V C25","DC automatski osigurač 10 kA, karakteristika C, 25 A, 150 V DC, 1-polni ",703.20618556701027]
[109971,"Ex9BP 1P DC150V C32","DC automatski osigurač 10 kA, karakteristika C, 32 A, 150 V DC, 1-polni ",911.07216494845375]
[109972,"Ex9BP 1P DC150V C40","DC automatski osigurač 10 kA, karakteristika C, 40 A, 150 V DC, 1-polni ",968.56701030927843]
[109973,"Ex9BP 1P DC150V C50","DC automatski osigurač 10 kA, karakteristika C, 50 A, 150 V DC, 1-polni ",1179.3814432989693]
[109974,"Ex9BP 1P DC150V C63","DC automatski osigurač 10 kA, karakteristika C, 63 A, 150 V DC, 1-polni ",1458.0103092783506]
[109975,"Ex9BP 2P DC300V C1","DC automatski osigurač 10 kA, karakteristika C, 1 A, 300 V DC, 2-polni ",1971.0412371134018]
[109976,"Ex9BP 2P DC300V C2","DC automatski osigurač 10 kA, karakteristika C, 2 A, 300 V DC, 2-polni ",1971.0412371134018]
[109977,"Ex9BP 2P DC300V C3","DC automatski osigurač 10 kA, karakteristika C, 3 A, 300 V DC, 2-polni ",1816.2474226804129]
[109978,"Ex9BP 2P DC300V C4","DC automatski osigurač 10 kA, karakteristika C, 4 A, 300 V DC, 2-polni ",1816.2474226804129]
[109979,"Ex9BP 2P DC300V C6","DC automatski osigurač 10 kA, karakteristika C, 6 A, 300 V DC, 2-polni ",1816.2474226804129]
[109980,"Ex9BP 2P DC300V C10","DC automatski osigurač 10 kA, karakteristika C, 10 A, 300 V DC, 2-polni ",1721.8969072164948]
[109981,"Ex9BP 2P DC300V C16","DC automatski osigurač 10 kA, karakteristika C, 16 A, 300 V DC, 2-polni ",1721.8969072164948]
[109982,"Ex9BP 2P DC300V C20","DC automatski osigurač 10 kA, karakteristika C, 20 A, 300 V DC, 2-polni ",1721.8969072164948]
[109983,"Ex9BP 2P DC300V C25","DC automatski osigurač 10 kA, karakteristika C, 25 A, 300 V DC, 2-polni ",1805.9278350515467]
[109984,"Ex9BP 2P DC300V C32","DC automatski osigurač 10 kA, karakteristika C, 32 A, 300 V DC, 2-polni ",1832.463917525773]
[109985,"Ex9BP 2P DC300V C40","DC automatski osigurač 10 kA, karakteristika C, 40 A, 300 V DC, 2-polni ",1900.2783505154641]
[109986,"Ex9BP 2P DC300V C50","DC automatski osigurač 10 kA, karakteristika C, 50 A, 300 V DC, 2-polni ",2341.0721649484535]
[109987,"Ex9BP 2P DC300V C63","DC automatski osigurač 10 kA, karakteristika C, 63 A, 300 V DC, 2-polni ",2494.3917525773199]
[109988,"Ex9BP 3P DC450V C1","DC automatski osigurač 10 kA, karakteristika C, 1 A, 450 V DC, 3MJ širina",4494.9175257731968]
[109989,"Ex9BP 3P DC450V C2","DC automatski osigurač 10 kA, karakteristika C, 2 A, 450 V DC, 3MJ širina",4494.9175257731968]
[109990,"Ex9BP 3P DC450V C3","DC automatski osigurač 10 kA, karakteristika C, 3 A, 450 V DC, 3MJ širina",4431.5257731958764]
[109991,"Ex9BP 3P DC450V C4","DC automatski osigurač 10 kA, karakteristika C, 4 A, 450 V DC, 3MJ širina",4431.5257731958764]
[109992,"Ex9BP 3P DC450V C6","DC automatski osigurač 10 kA, karakteristika C, 6 A, 450 V DC, 3MJ širina",4431.5257731958764]
[109993,"Ex9BP 3P DC450V C10","DC automatski osigurač 10 kA, karakteristika C, 10 A, 450 V DC, 3MJ širina",4343.0721649484549]
[109994,"Ex9BP 3P DC450V C16","DC automatski osigurač 10 kA, karakteristika C, 16 A, 450 V DC, 3MJ širina",4343.0721649484549]
[109995,"Ex9BP 3P DC450V C20","DC automatski osigurač 10 kA, karakteristika C, 20 A, 450 V DC, 3MJ širina",4565.6804123711345]
[109996,"Ex9BP 3P DC450V C25","DC automatski osigurač 10 kA, karakteristika C, 25 A, 450 V DC, 3MJ širina",4565.6804123711345]
[109997,"Ex9BP 3P DC450V C32","DC automatski osigurač 10 kA, karakteristika C, 32 A, 450 V DC, 3MJ širina",4565.6804123711345]
[109998,"Ex9BP 3P DC450V C40","DC automatski osigurač 10 kA, karakteristika C, 40 A, 450 V DC, 3MJ širina",4676.2474226804125]
[109999,"Ex9BP 3P DC450V C50","DC automatski osigurač 10 kA, karakteristika C, 50 A, 450 V DC, 3MJ širina",4789.7628865979386]
[110000,"Ex9BP 3P DC450V C63","DC automatski osigurač 10 kA, karakteristika C, 63 A, 450 V DC, 3MJ širina",5005]
[110001,"Ex9BP 4P DC600V C1","DC automatski osigurač 10 kA, karakteristika C, 1 A, 600 V DC, 4MJ širina",6940.6597938144332]
[110002,"Ex9BP 4P DC600V C2","DC automatski osigurač 10 kA, karakteristika C, 2 A, 600 V DC, 4MJ širina",6940.6597938144332]
[110003,"Ex9BP 4P DC600V C3","DC automatski osigurač 10 kA, karakteristika C, 3 A, 600 V DC, 4MJ širina",6844.8350515463935]
[110004,"Ex9BP 4P DC600V C4","DC automatski osigurač 10 kA, karakteristika C, 4 A, 600 V DC, 4MJ širina",6844.8350515463935]
[110005,"Ex9BP 4P DC600V C6","DC automatski osigurač 10 kA, karakteristika C, 6 A, 600 V DC, 4MJ širina",6844.8350515463935]
[110006,"Ex9BP 4P DC600V C10","DC automatski osigurač 10 kA, karakteristika C, 10 A, 600 V DC, 4MJ širina",6772.5979381443294]
[110007,"Ex9BP 4P DC600V C16","DC automatski osigurač 10 kA, karakteristika C, 16 A, 600 V DC, 4MJ širina",6772.5979381443294]
[110008,"Ex9BP 4P DC600V C20","DC automatski osigurač 10 kA, karakteristika C, 20 A, 600 V DC, 4MJ širina",6958.3505154639188]
[110009,"Ex9BP 4P DC600V C25","DC automatski osigurač 10 kA, karakteristika C, 25 A, 600 V DC, 4MJ širina",6958.3505154639188]
[110010,"Ex9BP 4P DC600V C32","DC automatski osigurač 10 kA, karakteristika C, 32 A, 600 V DC, 4MJ širina",6958.3505154639188]
[110011,"Ex9BP 4P DC600V C40","DC automatski osigurač 10 kA, karakteristika C, 40 A, 600 V DC, 4MJ širina",7387.3505154639197]
[110012,"Ex9BP 4P DC600V C50","DC automatski osigurač 10 kA, karakteristika C, 50 A, 600 V DC, 4MJ širina",7387.3505154639197]
[110013,"Ex9BP 4P DC600V C63","DC automatski osigurač 10 kA, karakteristika C, 63 A, 600 V DC, 4MJ širina",7387.3505154639197]
[110015,"Ex9BP 1P DC150V K1","DC automatski osigurač 10 kA, karakteristika K, 1 A, 150 V DC, 1-polni ",859.47422680412376]
[110016,"Ex9BP 1P DC150V K2","DC automatski osigurač 10 kA, karakteristika K, 2 A, 150 V DC, 1-polni ",859.47422680412376]
[110017,"Ex9BP 1P DC150V K3","DC automatski osigurač 10 kA, karakteristika K, 3 A, 150 V DC, 1-polni ",762.17525773195894]
[110018,"Ex9BP 1P DC150V K4","DC automatski osigurač 10 kA, karakteristika K, 4 A, 150 V DC, 1-polni ",762.17525773195894]
[110019,"Ex9BP 1P DC150V K6","DC automatski osigurač 10 kA, karakteristika K, 6 A, 150 V DC, 1-polni ",762.17525773195894]
[110020,"Ex9BP 1P DC150V K10","DC automatski osigurač 10 kA, karakteristika K, 10 A, 150 V DC, 1-polni ",734.16494845360842]
[110021,"Ex9BP 1P DC150V K16","DC automatski osigurač 10 kA, karakteristika K, 16 A, 150 V DC, 1-polni ",734.16494845360842]
[110022,"Ex9BP 1P DC150V K20","DC automatski osigurač 10 kA, karakteristika K, 20 A, 150 V DC, 1-polni ",734.16494845360842]
[110023,"Ex9BP 1P DC150V K25","DC automatski osigurač 10 kA, karakteristika K, 25 A, 150 V DC, 1-polni ",734.16494845360842]
[110024,"Ex9BP 1P DC150V K32","DC automatski osigurač 10 kA, karakteristika K, 32 A, 150 V DC, 1-polni ",947.92783505154648]
[110025,"Ex9BP 1P DC150V K40","DC automatski osigurač 10 kA, karakteristika K, 40 A, 150 V DC, 1-polni ",1005.4226804123713]
[110026,"Ex9BP 1P DC150V K50","DC automatski osigurač 10 kA, karakteristika K, 50 A, 150 V DC, 1-polni ",1710.1030927835054]
[110027,"Ex9BP 1P DC150V K63","DC automatski osigurač 10 kA, karakteristika K, 63 A, 150 V DC, 1-polni ",2027.0618556701036]
[110028,"Ex9BP 2P DC300V K1","DC automatski osigurač 10 kA, karakteristika K, 1 A, 300 V DC, 2-polni ",2056.5463917525776]
[110029,"Ex9BP 2P DC300V K2","DC automatski osigurač 10 kA, karakteristika K, 2 A, 300 V DC, 2-polni ",2056.5463917525776]
[110030,"Ex9BP 2P DC300V K3","DC automatski osigurač 10 kA, karakteristika K, 3 A, 300 V DC, 2-polni ",1895.855670103093]
[110031,"Ex9BP 2P DC300V K4","DC automatski osigurač 10 kA, karakteristika K, 4 A, 300 V DC, 2-polni ",1895.855670103093]
[110032,"Ex9BP 2P DC300V K6","DC automatski osigurač 10 kA, karakteristika K, 6 A, 300 V DC, 2-polni ",1895.855670103093]
[110033,"Ex9BP 2P DC300V K10","DC automatski osigurač 10 kA, karakteristika K, 10 A, 300 V DC, 2-polni ",1795.6082474226805]
[110034,"Ex9BP 2P DC300V K16","DC automatski osigurač 10 kA, karakteristika K, 16 A, 300 V DC, 2-polni ",1795.6082474226805]
[110035,"Ex9BP 2P DC300V K20","DC automatski osigurač 10 kA, karakteristika K, 20 A, 300 V DC, 2-polni ",1795.6082474226805]
[110036,"Ex9BP 2P DC300V K25","DC automatski osigurač 10 kA, karakteristika K, 25 A, 300 V DC, 2-polni ",1882.5876288659792]
[110037,"Ex9BP 2P DC300V K32","DC automatski osigurač 10 kA, karakteristika K, 32 A, 300 V DC, 2-polni ",1912.0721649484537]
[110038,"Ex9BP 2P DC300V K40","DC automatski osigurač 10 kA, karakteristika K, 40 A, 300 V DC, 2-polni ",1984.3092783505158]
[110039,"Ex9BP 2P DC300V K50","DC automatski osigurač 10 kA, karakteristika K, 50 A, 300 V DC, 2-polni ",2724.3711340206187]
[110040,"Ex9BP 2P DC300V K63","DC automatski osigurač 10 kA, karakteristika K, 63 A, 300 V DC, 2-polni ",2939.608247422681]
[110041,"Ex9BP 3P DC450V K1","DC automatski osigurač 10 kA, karakteristika K, 1 A, 450 V DC, 3MJ širina",4690.9896907216498]
[110042,"Ex9BP 3P DC450V K2","DC automatski osigurač 10 kA, karakteristika K, 2 A, 450 V DC, 3MJ širina",4690.9896907216498]
[110043,"Ex9BP 3P DC450V K3","DC automatski osigurač 10 kA, karakteristika K, 3 A, 450 V DC, 3MJ širina",4624.649484536083]
[110044,"Ex9BP 3P DC450V K4","DC automatski osigurač 10 kA, karakteristika K, 4 A, 450 V DC, 3MJ širina",4624.649484536083]
[110045,"Ex9BP 3P DC450V K6","DC automatski osigurač 10 kA, karakteristika K, 6 A, 450 V DC, 3MJ širina",4624.649484536083]
[110046,"Ex9BP 3P DC450V K10","DC automatski osigurač 10 kA, karakteristika K, 10 A, 450 V DC, 3MJ širina",4531.7731958762888]
[110047,"Ex9BP 3P DC450V K16","DC automatski osigurač 10 kA, karakteristika K, 16 A, 450 V DC, 3MJ širina",4531.7731958762888]
[110048,"Ex9BP 3P DC450V K20","DC automatski osigurač 10 kA, karakteristika K, 20 A, 450 V DC, 3MJ širina",4764.7010309278357]
[110049,"Ex9BP 3P DC450V K25","DC automatski osigurač 10 kA, karakteristika K, 25 A, 450 V DC, 3MJ širina",4764.7010309278357]
[110050,"Ex9BP 3P DC450V K32","DC automatski osigurač 10 kA, karakteristika K, 32 A, 450 V DC, 3MJ širina",4764.7010309278357]
[110051,"Ex9BP 3P DC450V K40","DC automatski osigurač 10 kA, karakteristika K, 40 A, 450 V DC, 3MJ širina",4881.1649484536083]
[110052,"Ex9BP 3P DC450V K50","DC automatski osigurač 10 kA, karakteristika K, 50 A, 450 V DC, 3MJ širina",4996.1546391752581]
[110053,"Ex9BP 3P DC450V K63","DC automatski osigurač 10 kA, karakteristika K, 63 A, 450 V DC, 3MJ širina",5221.7113402061859]
[110054,"Ex9BP 4P DC600V K1","DC automatski osigurač 10 kA, karakteristika K, 1 A, 600 V DC, 4MJ širina",7239.927835051546]
[110055,"Ex9BP 4P DC600V K2","DC automatski osigurač 10 kA, karakteristika K, 2 A, 600 V DC, 4MJ širina",7239.927835051546]
[110056,"Ex9BP 4P DC600V K3","DC automatski osigurač 10 kA, karakteristika K, 3 A, 600 V DC, 4MJ širina",7139.6804123711345]
[110057,"Ex9BP 4P DC600V K4","DC automatski osigurač 10 kA, karakteristika K, 4 A, 600 V DC, 4MJ širina",7139.6804123711345]
[110058,"Ex9BP 4P DC600V K6","DC automatski osigurač 10 kA, karakteristika K, 6 A, 600 V DC, 4MJ širina",7139.6804123711345]
[110059,"Ex9BP 4P DC600V K10","DC automatski osigurač 10 kA, karakteristika K, 10 A, 600 V DC, 4MJ širina",7064.4948453608267]
[110060,"Ex9BP 4P DC600V K16","DC automatski osigurač 10 kA, karakteristika K, 16 A, 600 V DC, 4MJ širina",7064.4948453608267]
[110061,"Ex9BP 4P DC600V K20","DC automatski osigurač 10 kA, karakteristika K, 20 A, 600 V DC, 4MJ širina",7257.6185567010316]
[110062,"Ex9BP 4P DC600V K25","DC automatski osigurač 10 kA, karakteristika K, 25 A, 600 V DC, 4MJ širina",7257.6185567010316]
[110063,"Ex9BP 4P DC600V K32","DC automatski osigurač 10 kA, karakteristika K, 32 A, 600 V DC, 4MJ širina",7257.6185567010316]
[110064,"Ex9BP 4P DC600V K40","DC automatski osigurač 10 kA, karakteristika K, 40 A, 600 V DC, 4MJ širina",7707.2577319587635]
[110065,"Ex9BP 4P DC600V K50","DC automatski osigurač 10 kA, karakteristika K, 50 A, 600 V DC, 4MJ širina",7707.2577319587635]
[110066,"Ex9BP 4P DC600V K63","DC automatski osigurač 10 kA, karakteristika K, 63 A, 600 V DC, 4MJ širina",7707.2577319587635]
[]
["DC Miniature Circuit Breakers Ex9BP, 6 kA, for PV applications 500-1000 V DC, non-polarized"]
[111559,"Ex9BP 2P DC500V C10","DC automatski osigurač 6 kA za fotonaponske aplikacije, karakteristika C, 10 A, 1000 V DC, 2MJ širina",1721.8969072164948]
[111560,"Ex9BP 2P DC500V C13","DC automatski osigurač 6 kA za fotonaponske aplikacije, karakteristika C, 13 A, 1000 V DC, 2MJ širina",1721.8969072164948]
[111561,"Ex9BP 2P DC500V C16","DC automatski osigurač 6 kA za fotonaponske aplikacije, karakteristika C, 16 A, 1000 V DC, 2MJ širina",1721.8969072164948]
[111562,"Ex9BP 2P DC500V C20","DC automatski osigurač 6 kA za fotonaponske aplikacije, karakteristika C, 20 A, 1000 V DC, 2MJ širina",1721.8969072164948]
[111563,"Ex9BP 2P DC500V C25","DC automatski osigurač 6 kA za fotonaponske aplikacije, karakteristika C, 25 A, 1000 V DC, 2MJ širina",1805.9278350515467]
[111564,"Ex9BP 2P DC500V C32","DC automatski osigurač 6 kA za fotonaponske aplikacije, karakteristika C, 32 A, 1000 V DC, 2MJ širina",1832.463917525773]
[111565,"Ex9BP 2P DC500V C40","DC automatski osigurač 6 kA za fotonaponske aplikacije, karakteristika C, 40 A, 1000 V DC, 2MJ širina",1900.2783505154641]
[111566,"Ex9BP 2P DC500V C50","DC automatski osigurač 6 kA za fotonaponske aplikacije, karakteristika C, 50 A, 1000 V DC, 2MJ širina",2341.0721649484535]
[111567,"Ex9BP 2P DC500V C63","DC automatski osigurač 6 kA za fotonaponske aplikacije, karakteristika C, 63 A, 1000 V DC, 2MJ širina",2494.3917525773199]
[111568,"Ex9BP 4P DC1000V C10","DC automatski osigurač 6 kA za fotonaponske aplikacije, karakteristika C, 10 A, 1000 V DC, 4MJ širina",6772.5979381443294]
[111569,"Ex9BP 4P DC1000V C13","DC automatski osigurač 6 kA za fotonaponske aplikacije, karakteristika C, 13 A, 1000 V DC, 4MJ širina",6772.5979381443294]
[111570,"Ex9BP 4P DC1000V C16","DC automatski osigurač 6 kA za fotonaponske aplikacije, karakteristika C, 16 A, 1000 V DC, 4MJ širina",6772.5979381443294]
[111571,"Ex9BP 4P DC1000V C20","DC automatski osigurač 6 kA za fotonaponske aplikacije, karakteristika C, 20 A, 1000 V DC, 4MJ širina",6958.3505154639188]
[111572,"Ex9BP 4P DC1000V C25","DC automatski osigurač 6 kA za fotonaponske aplikacije, karakteristika C, 25 A, 1000 V DC, 4MJ širina",6958.3505154639188]
[111573,"Ex9BP 4P DC1000V C32","DC automatski osigurač 6 kA za fotonaponske aplikacije, karakteristika C, 32 A, 1000 V DC, 4MJ širina",6958.3505154639188]
[111574,"Ex9BP 4P DC1000V C40","DC automatski osigurač 6 kA za fotonaponske aplikacije, karakteristika C, 40 A, 1000 V DC, 4MJ širina",7387.3505154639197]
[111575,"Ex9BP 4P DC1000V C50","DC automatski osigurač 6 kA za fotonaponske aplikacije, karakteristika C, 50 A, 1000 V DC, 4MJ širina",7387.3505154639197]
[111576,"Ex9BP 4P DC1000V C63","DC automatski osigurač 6 kA za fotonaponske aplikacije, karakteristika C, 63 A, 1000 V DC, 4MJ širina",7387.3505154639197]
[111577,"Ex9BP 2P DC500V K10","DC automatski osigurač 6 kA za fotonaponske aplikacije, karakteristika K, 10 A, 1000 V DC, 2MJ širina",1807.4020618556701]
[111578,"Ex9BP 2P DC500V K13","DC automatski osigurač 6 kA za fotonaponske aplikacije, karakteristika K, 13 A, 1000 V DC, 2MJ širina",1807.4020618556701]
[111579,"Ex9BP 2P DC500V K16","DC automatski osigurač 6 kA za fotonaponske aplikacije, karakteristika K, 16 A, 1000 V DC, 2MJ širina",1807.4020618556701]
[111580,"Ex9BP 2P DC500V K20","DC automatski osigurač 6 kA za fotonaponske aplikacije, karakteristika K, 20 A, 1000 V DC, 2MJ širina",1807.4020618556701]
[111581,"Ex9BP 2P DC500V K25","DC automatski osigurač 6 kA za fotonaponske aplikacije, karakteristika K, 25 A, 1000 V DC, 2MJ širina",1895.855670103093]
[111582,"Ex9BP 2P DC500V K32","DC automatski osigurač 6 kA za fotonaponske aplikacije, karakteristika K, 32 A, 1000 V DC, 2MJ širina",1923.8659793814438]
[111583,"Ex9BP 2P DC500V K40","DC automatski osigurač 6 kA za fotonaponske aplikacije, karakteristika K, 40 A, 1000 V DC, 2MJ širina",1996.1030927835054]
[111584,"Ex9BP 2P DC500V K50","DC automatski osigurač 6 kA za fotonaponske aplikacije, karakteristika K, 50 A, 1000 V DC, 2MJ širina",2459.0103092783511]
[111585,"Ex9BP 2P DC500V K63","DC automatski osigurač 6 kA za fotonaponske aplikacije, karakteristika K, 63 A, 1000 V DC, 2MJ širina",2619.7010309278348]
[111586,"Ex9BP 4P DC1000V K10","DC automatski osigurač 6 kA za fotonaponske aplikacije, karakteristika K, 10 A, 1000 V DC, 4MJ širina",7110.1958762886597]
[111587,"Ex9BP 4P DC1000V K13","DC automatski osigurač 6 kA za fotonaponske aplikacije, karakteristika K, 13 A, 1000 V DC, 4MJ širina",7110.1958762886597]
[111588,"Ex9BP 4P DC1000V K16","DC automatski osigurač 6 kA za fotonaponske aplikacije, karakteristika K, 16 A, 1000 V DC, 4MJ širina",7110.1958762886597]
[111589,"Ex9BP 4P DC1000V K20","DC automatski osigurač 6 kA za fotonaponske aplikacije, karakteristika K, 20 A, 1000 V DC, 4MJ širina",7304.7938144329892]
[111590,"Ex9BP 4P DC1000V K25","DC automatski osigurač 6 kA za fotonaponske aplikacije, karakteristika K, 25 A, 1000 V DC, 4MJ širina",7304.7938144329892]
[111591,"Ex9BP 4P DC1000V K32","DC automatski osigurač 6 kA za fotonaponske aplikacije, karakteristika K, 32 A, 1000 V DC, 4MJ širina",7304.7938144329892]
[111592,"Ex9BP 4P DC1000V K40","DC automatski osigurač 6 kA za fotonaponske aplikacije, karakteristika K, 40 A, 1000 V DC, 4MJ širina",7757.3814432989693]
[111593,"Ex9BP 4P DC1000V K50","DC automatski osigurač 6 kA za fotonaponske aplikacije, karakteristika K, 50 A, 1000 V DC, 4MJ širina",7757.3814432989693]
[111594,"Ex9BP 4P DC1000V K63","DC automatski osigurač 6 kA za fotonaponske aplikacije, karakteristika K, 63 A, 1000 V DC, 4MJ širina",7757.3814432989693]
[]
["Accessories for Miniature Circuit Breakers Ex9B, Ex9PN and Isolators Ex9BI, Ex9IP"]
[100540,"AX3111","Pomoćni kontakt, 1 preklopni",582.05154639175259]
[100541,"AL3111","Signalni kontakt, 1 preklopni",1100.4835051546393]
[100542,"AX3122","Pomoćni kontakt, 2 preklopna",974.5979381443301]
[100543,"AXL31","Pomoćni + Signalni kontakt, 1 CO + 1 CO",974.5979381443301]
[100544,"SHT31 110V-415V AC/110V-130V DC","Naponski okidač, 110-415 V AC, 110-130 V DC",1647.3412371134023]
[100545,"SHT31 48V AC/DC","Naponski okidač, 48 V AC, 48 V DC",1647.3412371134023]
[100546,"SHT31 12-24V AC/DC","Naponski okidač, 12-24 V AC, 12-24 V DC",1647.3412371134023]
[100547,"SHT3111 110V-415V AC/110V-130V DC","Naponski okidač, 110-415 V AC, 110-130 V DC, 1 preklopni pomoćni kontakt",2225.3319587628871]
[100548,"SHT3111 48V AC/DC","Naponski okidač, 48 V AC, 48 V DC, 1 preklopni pomoćni kontakt",2225.3319587628871]
[100549,"SHT3111 12-24V AC/DC","Naponski okidač, 12-24 V AC, 12-24 V DC, 1 preklopni pomoćni kontakt",2225.3319587628871]
[100550,"UVT31 220-240V AC","Podnaponski okidač, 220-240 V AC",2521.7721649484538]
[100552,"UVT3101 220-240V AC","Podnaponski okidač, 220-240 V AC, 1 NC pomoćni kontakt",3348.8268041237116]
[100554,"UVT3110 220-240V AC","Podnaponski okidač, 220-240 V AC, 1 NO pomoćni kontakt",3348.8268041237116]
[100556,"OVT31 280V AC±5%","Prenaponski okidač, 280 V AC",3348.8268041237116]
[110193,"LK-I","Mehanizam za zaključavanje za - Ex9BH, Ex9BN, Ex9BD, Ex9BP, Ex9BL, Ex9BI, Ex9PN, Ex9IP, Ex9I125, Ex9I40, Ex9BT, SHT31, UVT31, OVT31",326.21958762886607]
[]
["Residual Current Circuit Breakers Ex9L-H, 10 kA"]
[108156,"Ex9L-H 2P 16A 10mA","Diferencijalna zaštitna sklopka, Icn=10kA, 2-polna, In=16A, IΔn=10mA, tip AC",4402.0412371134016]
[108158,"Ex9L-H 2P 16A 30mA","Diferencijalna zaštitna sklopka, Icn=10kA, 2-polna, In=16A, IΔn=30mA, tip AC",3694.4123711340212]
[108162,"Ex9L-H 2P 16A 100mA","Diferencijalna zaštitna sklopka, Icn=10kA, 2-polna, In=16A, IΔn=100mA, tip AC",3417.2577319587626]
[108166,"Ex9L-H 2P 16A 300mA","Diferencijalna zaštitna sklopka, Icn=10kA, 2-polna, In=16A, IΔn=300mA, tip AC",4402.0412371134016]
[108170,"Ex9L-H 2P 16A 500mA","Diferencijalna zaštitna sklopka, Icn=10kA, 2-polna, In=16A, IΔn=500mA, tip AC",4402.0412371134016]
[108157,"Ex9L-H 2P 25A 10mA","Diferencijalna zaštitna sklopka, Icn=10kA, 2-polna, In=25A, IΔn=10mA, tip AC",4402.0412371134016]
[108159,"Ex9L-H 2P 25A 30mA","Diferencijalna zaštitna sklopka, Icn=10kA, 2-polna, In=25A, IΔn=30mA, tip AC",3694.4123711340212]
[108163,"Ex9L-H 2P 25A 100mA","Diferencijalna zaštitna sklopka, Icn=10kA, 2-polna, In=25A, IΔn=100mA, tip AC",3417.2577319587626]
[108167,"Ex9L-H 2P 25A 300mA","Diferencijalna zaštitna sklopka, Icn=10kA, 2-polna, In=25A, IΔn=300mA, tip AC",4402.0412371134016]
[108171,"Ex9L-H 2P 25A 500mA","Diferencijalna zaštitna sklopka, Icn=10kA, 2-polna, In=25A, IΔn=500mA, tip AC",4402.0412371134016]
[108160,"Ex9L-H 2P 40A 30mA","Diferencijalna zaštitna sklopka, Icn=10kA, 2-polna, In=40A, IΔn=30mA, tip AC",3809.4020618556706]
[108164,"Ex9L-H 2P 40A 100mA","Diferencijalna zaštitna sklopka, Icn=10kA, 2-polna, In=40A, IΔn=100mA, tip AC",3785.8144329896909]
[108168,"Ex9L-H 2P 40A 300mA","Diferencijalna zaštitna sklopka, Icn=10kA, 2-polna, In=40A, IΔn=300mA, tip AC",4688.0412371134034]
[108172,"Ex9L-H 2P 40A 500mA","Diferencijalna zaštitna sklopka, Icn=10kA, 2-polna, In=40A, IΔn=500mA, tip AC",4688.0412371134034]
[108161,"Ex9L-H 2P 63A 30mA","Diferencijalna zaštitna sklopka, Icn=10kA, 2-polna, In=63A, IΔn=30mA, tip AC",5525.4020618556706]
[108165,"Ex9L-H 2P 63A 100mA","Diferencijalna zaštitna sklopka, Icn=10kA, 2-polna, In=63A, IΔn=100mA, tip AC",5394.1958762886607]
[108169,"Ex9L-H 2P 63A 300mA","Diferencijalna zaštitna sklopka, Icn=10kA, 2-polna, In=63A, IΔn=300mA, tip AC",4999.1030927835054]
[108173,"Ex9L-H 2P 63A 500mA","Diferencijalna zaštitna sklopka, Icn=10kA, 2-polna, In=63A, IΔn=500mA, tip AC",4999.1030927835054]
[108174,"Ex9L-H 4P 16A 30mA","Diferencijalna zaštitna sklopka, Icn=10kA, 4-polna, In=16A, IΔn=30mA, tip AC",4208.9175257731968]
[108178,"Ex9L-H 4P 16A 100mA","Diferencijalna zaštitna sklopka, Icn=10kA, 4-polna, In=16A, IΔn=100mA, tip AC",3684.0927835051552]
[108182,"Ex9L-H 4P 16A 300mA","Diferencijalna zaštitna sklopka, Icn=10kA, 4-polna, In=16A, IΔn=300mA, tip AC",4736.6907216494865]
[108186,"Ex9L-H 4P 16A 500mA","Diferencijalna zaštitna sklopka, Icn=10kA, 4-polna, In=16A, IΔn=500mA, tip AC",4736.6907216494865]
[108175,"Ex9L-H 4P 25A 30mA","Diferencijalna zaštitna sklopka, Icn=10kA, 4-polna, In=25A, IΔn=30mA, tip AC",4208.9175257731968]
[108179,"Ex9L-H 4P 25A 100mA","Diferencijalna zaštitna sklopka, Icn=10kA, 4-polna, In=25A, IΔn=100mA, tip AC",3684.0927835051552]
[108183,"Ex9L-H 4P 25A 300mA","Diferencijalna zaštitna sklopka, Icn=10kA, 4-polna, In=25A, IΔn=300mA, tip AC",4736.6907216494865]
[108187,"Ex9L-H 4P 25A 500mA","Diferencijalna zaštitna sklopka, Icn=10kA, 4-polna, In=25A, IΔn=500mA, tip AC",4736.6907216494865]
[108176,"Ex9L-H 4P 40A 30mA","Diferencijalna zaštitna sklopka, Icn=10kA, 4-polna, In=40A, IΔn=30mA, tip AC",4394.6701030927843]
[108180,"Ex9L-H 4P 40A 100mA","Diferencijalna zaštitna sklopka, Icn=10kA, 4-polna, In=40A, IΔn=100mA, tip AC",3971.5670103092789]
[108184,"Ex9L-H 4P 40A 300mA","Diferencijalna zaštitna sklopka, Icn=10kA, 4-polna, In=40A, IΔn=300mA, tip AC",5525.4020618556706]
[108188,"Ex9L-H 4P 40A 500mA","Diferencijalna zaštitna sklopka, Icn=10kA, 4-polna, In=40A, IΔn=500mA, tip AC",5525.4020618556706]
[108177,"Ex9L-H 4P 63A 30mA","Diferencijalna zaštitna sklopka, Icn=10kA, 4-polna, In=63A, IΔn=30mA, tip AC",7366.7113402061859]
[108181,"Ex9L-H 4P 63A 100mA","Diferencijalna zaštitna sklopka, Icn=10kA, 4-polna, In=63A, IΔn=100mA, tip AC",6709.2061855670099]
[108185,"Ex9L-H 4P 63A 300mA","Diferencijalna zaštitna sklopka, Icn=10kA, 4-polna, In=63A, IΔn=300mA, tip AC",6045.8041237113412]
[108189,"Ex9L-H 4P 63A 500mA","Diferencijalna zaštitna sklopka, Icn=10kA, 4-polna, In=63A, IΔn=500mA, tip AC",6045.8041237113412]
[108190,"Ex9L-H 2P 16A A 10mA","Diferencijalna zaštitna sklopka, Icn=10kA, 2-polna, In=16A, IΔn=10mA, tip A",4780.9175257731958]
[108192,"Ex9L-H 2P 16A A 30mA","Diferencijalna zaštitna sklopka, Icn=10kA, 2-polna, In=16A, IΔn=30mA, tip A",4780.9175257731958]
[108196,"Ex9L-H 2P 16A A 100mA","Diferencijalna zaštitna sklopka, Icn=10kA, 2-polna, In=16A, IΔn=100mA, tip A",4079.18556701031]
[108200,"Ex9L-H 2P 16A A 300mA","Diferencijalna zaštitna sklopka, Icn=10kA, 2-polna, In=16A, IΔn=300mA, tip A",3799.0824742268037]
[108191,"Ex9L-H 2P 25A A 10mA","Diferencijalna zaštitna sklopka, Icn=10kA, 2-polna, In=25A, IΔn=10mA, tip A",4780.9175257731958]
[108193,"Ex9L-H 2P 25A A 30mA","Diferencijalna zaštitna sklopka, Icn=10kA, 2-polna, In=25A, IΔn=30mA, tip A",4780.9175257731958]
[108197,"Ex9L-H 2P 25A A 100mA","Diferencijalna zaštitna sklopka, Icn=10kA, 2-polna, In=25A, IΔn=100mA, tip A",4079.18556701031]
[108201,"Ex9L-H 2P 25A A 300mA","Diferencijalna zaštitna sklopka, Icn=10kA, 2-polna, In=25A, IΔn=300mA, tip A",3799.0824742268037]
[108194,"Ex9L-H 2P 40A A 30mA","Diferencijalna zaštitna sklopka, Icn=10kA, 2-polna, In=40A, IΔn=30mA, tip A",4919.4948453608249]
[108198,"Ex9L-H 2P 40A A 100mA","Diferencijalna zaštitna sklopka, Icn=10kA, 2-polna, In=40A, IΔn=100mA, tip A",4341.5979381443303]
[108202,"Ex9L-H 2P 40A A 300mA","Diferencijalna zaštitna sklopka, Icn=10kA, 2-polna, In=40A, IΔn=300mA, tip A",4026.1134020618556]
[108195,"Ex9L-H 2P 63A A 30mA","Diferencijalna zaštitna sklopka, Icn=10kA, 2-polna, In=63A, IΔn=30mA, tip A",6274.3092783505163]
[108199,"Ex9L-H 2P 63A A 100mA","Diferencijalna zaštitna sklopka, Icn=10kA, 2-polna, In=63A, IΔn=100mA, tip A",5658.0824742268051]
[108203,"Ex9L-H 2P 63A A 300mA","Diferencijalna zaštitna sklopka, Icn=10kA, 2-polna, In=63A, IΔn=300mA, tip A",5736.216494845361]
[108204,"Ex9L-H 4P 16A A 30mA","Diferencijalna zaštitna sklopka, Icn=10kA, 4-polna, In=16A, IΔn=30mA, tip A",5761.2783505154639]
[108208,"Ex9L-H 4P 16A A 100mA","Diferencijalna zaštitna sklopka, Icn=10kA, 4-polna, In=16A, IΔn=100mA, tip A",4898.8556701030921]
[108212,"Ex9L-H 4P 16A A 300mA","Diferencijalna zaštitna sklopka, Icn=10kA, 4-polna, In=16A, IΔn=300mA, tip A",4848.7319587628881]
[108205,"Ex9L-H 4P 25A A 30mA","Diferencijalna zaštitna sklopka, Icn=10kA, 4-polna, In=25A, IΔn=30mA, tip A",5761.2783505154639]
[108209,"Ex9L-H 4P 25A A 100mA","Diferencijalna zaštitna sklopka, Icn=10kA, 4-polna, In=25A, IΔn=100mA, tip A",4898.8556701030921]
[108213,"Ex9L-H 4P 25A A 300mA","Diferencijalna zaštitna sklopka, Icn=10kA, 4-polna, In=25A, IΔn=300mA, tip A",4848.7319587628881]
[108206,"Ex9L-H 4P 40A A 30mA","Diferencijalna zaštitna sklopka, Icn=10kA, 4-polna, In=40A, IΔn=30mA, tip A",5908.7010309278348]
[108210,"Ex9L-H 4P 40A A 100mA","Diferencijalna zaštitna sklopka, Icn=10kA, 4-polna, In=40A, IΔn=100mA, tip A",5105.2474226804134]
[108214,"Ex9L-H 4P 40A A 300mA","Diferencijalna zaštitna sklopka, Icn=10kA, 4-polna, In=40A, IΔn=300mA, tip A",4795.6597938144332]
[108207,"Ex9L-H 4P 63A A 30mA","Diferencijalna zaštitna sklopka, Icn=10kA, 4-polna, In=63A, IΔn=30mA, tip A",7599.6391752577329]
[108211,"Ex9L-H 4P 63A A 100mA","Diferencijalna zaštitna sklopka, Icn=10kA, 4-polna, In=63A, IΔn=100mA, tip A",6498.3917525773204]
[108215,"Ex9L-H 4P 63A A 300mA","Diferencijalna zaštitna sklopka, Icn=10kA, 4-polna, In=63A, IΔn=300mA, tip A",5839.4123711340217]
[108216,"Ex9L-H 2P 16A 100mA S","Diferencijalna zaštitna sklopka, Icn=10kA, 2-polna, In=16A, IΔn=100mA, tip S+AC",5721.4742268041246]
[108220,"Ex9L-H 2P 16A 300mA S","Diferencijalna zaštitna sklopka, Icn=10kA, 2-polna, In=16A, IΔn=300mA, tip S+AC",5721.4742268041246]
[108224,"Ex9L-H 2P 16A 500mA S","Diferencijalna zaštitna sklopka, Icn=10kA, 2-polna, In=16A, IΔn=500mA, tip S+AC",5721.4742268041246]
[108217,"Ex9L-H 2P 25A 100mA S","Diferencijalna zaštitna sklopka, Icn=10kA, 2-polna, In=25A, IΔn=100mA, tip S+AC",5721.4742268041246]
[108221,"Ex9L-H 2P 25A 300mA S","Diferencijalna zaštitna sklopka, Icn=10kA, 2-polna, In=25A, IΔn=300mA, tip S+AC",5721.4742268041246]
[108225,"Ex9L-H 2P 25A 500mA S","Diferencijalna zaštitna sklopka, Icn=10kA, 2-polna, In=25A, IΔn=500mA, tip S+AC",5721.4742268041246]
[108218,"Ex9L-H 2P 40A 100mA S","Diferencijalna zaštitna sklopka, Icn=10kA, 2-polna, In=40A, IΔn=100mA, tip S+AC",6541.1443298969079]
[108222,"Ex9L-H 2P 40A 300mA S","Diferencijalna zaštitna sklopka, Icn=10kA, 2-polna, In=40A, IΔn=300mA, tip S+AC",6541.1443298969079]
[108226,"Ex9L-H 2P 40A 500mA S","Diferencijalna zaštitna sklopka, Icn=10kA, 2-polna, In=40A, IΔn=500mA, tip S+AC",6541.1443298969079]
[108219,"Ex9L-H 2P 63A 100mA S","Diferencijalna zaštitna sklopka, Icn=10kA, 2-polna, In=63A, IΔn=100mA, tip S+AC",7693.9896907216498]
[108223,"Ex9L-H 2P 63A 300mA S","Diferencijalna zaštitna sklopka, Icn=10kA, 2-polna, In=63A, IΔn=300mA, tip S+AC",7693.9896907216498]
[108227,"Ex9L-H 2P 63A 500mA S","Diferencijalna zaštitna sklopka, Icn=10kA, 2-polna, In=63A, IΔn=500mA, tip S+AC",7693.9896907216498]
[108228,"Ex9L-H 4P 16A 100mA S","Diferencijalna zaštitna sklopka, Icn=10kA, 4-polna, In=16A, IΔn=100mA, tip S+AC",6769.6494845360849]
[108232,"Ex9L-H 4P 16A 300mA S","Diferencijalna zaštitna sklopka, Icn=10kA, 4-polna, In=16A, IΔn=300mA, tip S+AC",6769.6494845360849]
[108236,"Ex9L-H 4P 16A 500mA S","Diferencijalna zaštitna sklopka, Icn=10kA, 4-polna, In=16A, IΔn=500mA, tip S+AC",6769.6494845360849]
[108229,"Ex9L-H 4P 25A 100mA S","Diferencijalna zaštitna sklopka, Icn=10kA, 4-polna, In=25A, IΔn=100mA, tip S+AC",6769.6494845360849]
[108233,"Ex9L-H 4P 25A 300mA S","Diferencijalna zaštitna sklopka, Icn=10kA, 4-polna, In=25A, IΔn=300mA, tip S+AC",6769.6494845360849]
[108237,"Ex9L-H 4P 25A 500mA S","Diferencijalna zaštitna sklopka, Icn=10kA, 4-polna, In=25A, IΔn=500mA, tip S+AC",6769.6494845360849]
[108230,"Ex9L-H 4P 40A 100mA S","Diferencijalna zaštitna sklopka, Icn=10kA, 4-polna, In=40A, IΔn=100mA, tip S+AC",7776.5463917525785]
[108234,"Ex9L-H 4P 40A 300mA S","Diferencijalna zaštitna sklopka, Icn=10kA, 4-polna, In=40A, IΔn=300mA, tip S+AC",7776.5463917525785]
[108238,"Ex9L-H 4P 40A 500mA S","Diferencijalna zaštitna sklopka, Icn=10kA, 4-polna, In=40A, IΔn=500mA, tip S+AC",7776.5463917525785]
[108231,"Ex9L-H 4P 63A 100mA S","Diferencijalna zaštitna sklopka, Icn=10kA, 4-polna, In=63A, IΔn=100mA, tip S+AC",9154.9484536082473]
[108235,"Ex9L-H 4P 63A 300mA S","Diferencijalna zaštitna sklopka, Icn=10kA, 4-polna, In=63A, IΔn=300mA, tip S+AC",9154.9484536082473]
[108239,"Ex9L-H 4P 63A 500mA S","Diferencijalna zaštitna sklopka, Icn=10kA, 4-polna, In=63A, IΔn=500mA, tip S+AC",9154.9484536082473]
[108240,"Ex9L-H 2P 16A A 100mA S","Diferencijalna zaštitna sklopka, Icn=10kA, 2-polna, In=16A, IΔn=100mA, tip S+A",6421.7319587628881]
[108244,"Ex9L-H 2P 16A A 300mA S","Diferencijalna zaštitna sklopka, Icn=10kA, 2-polna, In=16A, IΔn=300mA, tip S+A",6421.7319587628881]
[108241,"Ex9L-H 2P 25A A 100mA S","Diferencijalna zaštitna sklopka, Icn=10kA, 2-polna, In=25A, IΔn=100mA, tip S+A",6421.7319587628881]
[108245,"Ex9L-H 2P 25A A 300mA S","Diferencijalna zaštitna sklopka, Icn=10kA, 2-polna, In=25A, IΔn=300mA, tip S+A",6421.7319587628881]
[108242,"Ex9L-H 2P 40A A 100mA S","Diferencijalna zaštitna sklopka, Icn=10kA, 2-polna, In=40A, IΔn=100mA, tip S+A",7486.1237113402076]
[108246,"Ex9L-H 2P 40A A 300mA S","Diferencijalna zaštitna sklopka, Icn=10kA, 2-polna, In=40A, IΔn=300mA, tip S+A",7486.1237113402076]
[108243,"Ex9L-H 2P 63A A 100mA S","Diferencijalna zaštitna sklopka, Icn=10kA, 2-polna, In=63A, IΔn=100mA, tip S+A",8616.8556701030939]
[108247,"Ex9L-H 2P 63A A 300mA S","Diferencijalna zaštitna sklopka, Icn=10kA, 2-polna, In=63A, IΔn=300mA, tip S+A",8616.8556701030939]
[108248,"Ex9L-H 4P 16A A 100mA S","Diferencijalna zaštitna sklopka, Icn=10kA, 4-polna, In=16A, IΔn=100mA, tip S+A",8128.8865979381453]
[108252,"Ex9L-H 4P 16A A 300mA S","Diferencijalna zaštitna sklopka, Icn=10kA, 4-polna, In=16A, IΔn=300mA, tip S+A",8128.8865979381453]
[108249,"Ex9L-H 4P 25A A 100mA S","Diferencijalna zaštitna sklopka, Icn=10kA, 4-polna, In=25A, IΔn=100mA, tip S+A",8128.8865979381453]
[108253,"Ex9L-H 4P 25A A 300mA S","Diferencijalna zaštitna sklopka, Icn=10kA, 4-polna, In=25A, IΔn=300mA, tip S+A",8128.8865979381453]
[108250,"Ex9L-H 4P 40A A 100mA S","Diferencijalna zaštitna sklopka, Icn=10kA, 4-polna, In=40A, IΔn=100mA, tip S+A",9093.0309278350524]
[108254,"Ex9L-H 4P 40A A 300mA S","Diferencijalna zaštitna sklopka, Icn=10kA, 4-polna, In=40A, IΔn=300mA, tip S+A",9093.0309278350524]
[108251,"Ex9L-H 4P 63A A 100mA S","Diferencijalna zaštitna sklopka, Icn=10kA, 4-polna, In=63A, IΔn=100mA, tip S+A",10254.721649484538]
[108255,"Ex9L-H 4P 63A A 300mA S","Diferencijalna zaštitna sklopka, Icn=10kA, 4-polna, In=63A, IΔn=300mA, tip S+A",10254.721649484538]
[108256,"Ex9L-H 2P 16A 30mA G","Diferencijalna zaštitna sklopka, Icn=10kA, 2-polna, In=16A, IΔn=30mA, tip G+AC",2817.2474226804129]
[108259,"Ex9L-H 2P 16A 100mA G","Diferencijalna zaštitna sklopka, Icn=10kA, 2-polna, In=16A, IΔn=100mA, tip G+AC",2783.3402061855672]
[108264,"Ex9L-H 2P 16A 300mA G","Diferencijalna zaštitna sklopka, Icn=10kA, 2-polna, In=16A, IΔn=300mA, tip G+AC",2793.6597938144332]
[108268,"Ex9L-H 2P 16A 500mA G","Diferencijalna zaštitna sklopka, Icn=10kA, 2-polna, In=16A, IΔn=500mA, tip G+AC",2806.9278350515465]
[108257,"Ex9L-H 2P 25A 30mA G","Diferencijalna zaštitna sklopka, Icn=10kA, 2-polna, In=25A, IΔn=30mA, tip G+AC",2817.2474226804129]
[108261,"Ex9L-H 2P 25A 100mA G","Diferencijalna zaštitna sklopka, Icn=10kA, 2-polna, In=25A, IΔn=100mA, tip G+AC",2783.3402061855672]
[108265,"Ex9L-H 2P 25A 300mA G","Diferencijalna zaštitna sklopka, Icn=10kA, 2-polna, In=25A, IΔn=300mA, tip G+AC",2793.6597938144332]
[108269,"Ex9L-H 2P 25A 500mA G","Diferencijalna zaštitna sklopka, Icn=10kA, 2-polna, In=25A, IΔn=500mA, tip G+AC",2806.9278350515465]
[108258,"Ex9L-H 2P 40A 30mA G","Diferencijalna zaštitna sklopka, Icn=10kA, 2-polna, In=40A, IΔn=30mA, tip G+AC",2817.2474226804129]
[108262,"Ex9L-H 2P 40A 100mA G","Diferencijalna zaštitna sklopka, Icn=10kA, 2-polna, In=40A, IΔn=100mA, tip G+AC",2783.3402061855672]
[108266,"Ex9L-H 2P 40A 300mA G","Diferencijalna zaštitna sklopka, Icn=10kA, 2-polna, In=40A, IΔn=300mA, tip G+AC",2793.6597938144332]
[108270,"Ex9L-H 2P 40A 500mA G","Diferencijalna zaštitna sklopka, Icn=10kA, 2-polna, In=40A, IΔn=500mA, tip G+AC",2806.9278350515465]
[108260,"Ex9L-H 2P 63A 30mA G","Diferencijalna zaštitna sklopka, Icn=10kA, 2-polna, In=63A, IΔn=30mA, tip G+AC",2879.1649484536088]
[108263,"Ex9L-H 2P 63A 100mA G","Diferencijalna zaštitna sklopka, Icn=10kA, 2-polna, In=63A, IΔn=100mA, tip G+AC",2803.9793814432992]
[108267,"Ex9L-H 2P 63A 300mA G","Diferencijalna zaštitna sklopka, Icn=10kA, 2-polna, In=63A, IΔn=300mA, tip G+AC",2811.3505154639174]
[108271,"Ex9L-H 2P 63A 500mA G","Diferencijalna zaštitna sklopka, Icn=10kA, 2-polna, In=63A, IΔn=500mA, tip G+AC",2815.7731958762893]
[108272,"Ex9L-H 4P 16A 30mA G","Diferencijalna zaštitna sklopka, Icn=10kA, 4-polna, In=16A, IΔn=30mA, tip G+AC",4385.8247422680424]
[108276,"Ex9L-H 4P 16A 100mA G","Diferencijalna zaštitna sklopka, Icn=10kA, 4-polna, In=16A, IΔn=100mA, tip G+AC",4431.5257731958764]
[108280,"Ex9L-H 4P 16A 300mA G","Diferencijalna zaštitna sklopka, Icn=10kA, 4-polna, In=16A, IΔn=300mA, tip G+AC",4491.9690721649495]
[108284,"Ex9L-H 4P 16A 500mA G","Diferencijalna zaštitna sklopka, Icn=10kA, 4-polna, In=16A, IΔn=500mA, tip G+AC",4509.6597938144332]
[108273,"Ex9L-H 4P 25A 30mA G","Diferencijalna zaštitna sklopka, Icn=10kA, 4-polna, In=25A, IΔn=30mA, tip G+AC",4385.8247422680424]
[108277,"Ex9L-H 4P 25A 100mA G","Diferencijalna zaštitna sklopka, Icn=10kA, 4-polna, In=25A, IΔn=100mA, tip G+AC",4431.5257731958764]
[108281,"Ex9L-H 4P 25A 300mA G","Diferencijalna zaštitna sklopka, Icn=10kA, 4-polna, In=25A, IΔn=300mA, tip G+AC",4491.9690721649495]
[108285,"Ex9L-H 4P 25A 500mA G","Diferencijalna zaštitna sklopka, Icn=10kA, 4-polna, In=25A, IΔn=500mA, tip G+AC",4509.6597938144332]
[108274,"Ex9L-H 4P 40A 30mA G","Diferencijalna zaštitna sklopka, Icn=10kA, 4-polna, In=40A, IΔn=30mA, tip G+AC",4385.8247422680424]
[108278,"Ex9L-H 4P 40A 100mA G","Diferencijalna zaštitna sklopka, Icn=10kA, 4-polna, In=40A, IΔn=100mA, tip G+AC",4431.5257731958764]
[108282,"Ex9L-H 4P 40A 300mA G","Diferencijalna zaštitna sklopka, Icn=10kA, 4-polna, In=40A, IΔn=300mA, tip G+AC",4491.9690721649495]
[108286,"Ex9L-H 4P 40A 500mA G","Diferencijalna zaštitna sklopka, Icn=10kA, 4-polna, In=40A, IΔn=500mA, tip G+AC",4509.6597938144332]
[108275,"Ex9L-H 4P 63A 30mA G","Diferencijalna zaštitna sklopka, Icn=10kA, 4-polna, In=63A, IΔn=30mA, tip G+AC",4850.2061855670108]
[108279,"Ex9L-H 4P 63A 100mA G","Diferencijalna zaštitna sklopka, Icn=10kA, 4-polna, In=63A, IΔn=100mA, tip G+AC",4578.9484536082473]
[108283,"Ex9L-H 4P 63A 300mA G","Diferencijalna zaštitna sklopka, Icn=10kA, 4-polna, In=63A, IΔn=300mA, tip G+AC",4615.8041237113412]
[108287,"Ex9L-H 4P 63A 500mA G","Diferencijalna zaštitna sklopka, Icn=10kA, 4-polna, In=63A, IΔn=500mA, tip G+AC",4634.9690721649486]
[108288,"Ex9L-H 2P 16A A 30mA G","Diferencijalna zaštitna sklopka, Icn=10kA, 2-polna, In=16A, IΔn=30mA, tip G+A",2817.2474226804129]
[108292,"Ex9L-H 2P 16A A 100mA G","Diferencijalna zaštitna sklopka, Icn=10kA, 2-polna, In=16A, IΔn=100mA, tip G+A",2783.3402061855672]
[108296,"Ex9L-H 2P 16A A 300mA G","Diferencijalna zaštitna sklopka, Icn=10kA, 2-polna, In=16A, IΔn=300mA, tip G+A",2793.6597938144332]
[108289,"Ex9L-H 2P 25A A 30mA G","Diferencijalna zaštitna sklopka, Icn=10kA, 2-polna, In=25A, IΔn=30mA, tip G+A",2817.2474226804129]
[108293,"Ex9L-H 2P 25A A 100mA G","Diferencijalna zaštitna sklopka, Icn=10kA, 2-polna, In=25A, IΔn=100mA, tip G+A",2783.3402061855672]
[108297,"Ex9L-H 2P 25A A 300mA G","Diferencijalna zaštitna sklopka, Icn=10kA, 2-polna, In=25A, IΔn=300mA, tip G+A",2793.6597938144332]
[108290,"Ex9L-H 2P 40A A 30mA G","Diferencijalna zaštitna sklopka, Icn=10kA, 2-polna, In=40A, IΔn=30mA, tip G+A",2817.2474226804129]
[108294,"Ex9L-H 2P 40A A 100mA G","Diferencijalna zaštitna sklopka, Icn=10kA, 2-polna, In=40A, IΔn=100mA, tip G+A",2783.3402061855672]
[108298,"Ex9L-H 2P 40A A 300mA G","Diferencijalna zaštitna sklopka, Icn=10kA, 2-polna, In=40A, IΔn=300mA, tip G+A",2793.6597938144332]
[108291,"Ex9L-H 2P 63A A 30mA G","Diferencijalna zaštitna sklopka, Icn=10kA, 2-polna, In=63A, IΔn=30mA, tip G+A",2879.1649484536088]
[108295,"Ex9L-H 2P 63A A 100mA G","Diferencijalna zaštitna sklopka, Icn=10kA, 2-polna, In=63A, IΔn=100mA, tip G+A",2803.9793814432992]
[108299,"Ex9L-H 2P 63A A 300mA G","Diferencijalna zaštitna sklopka, Icn=10kA, 2-polna, In=63A, IΔn=300mA, tip G+A",2811.3505154639174]
[108300,"Ex9L-H 4P 16A A 30mA G","Diferencijalna zaštitna sklopka, Icn=10kA, 4-polna, In=16A, IΔn=30mA, tip G+A",4385.8247422680424]
[108304,"Ex9L-H 4P 16A A 100mA G","Diferencijalna zaštitna sklopka, Icn=10kA, 4-polna, In=16A, IΔn=100mA, tip G+A",4431.5257731958764]
[108308,"Ex9L-H 4P 16A A 300mA G","Diferencijalna zaštitna sklopka, Icn=10kA, 4-polna, In=16A, IΔn=300mA, tip G+A",4491.9690721649495]
[108301,"Ex9L-H 4P 25A A 30mA G","Diferencijalna zaštitna sklopka, Icn=10kA, 4-polna, In=25A, IΔn=30mA, tip G+A",4385.8247422680424]
[108305,"Ex9L-H 4P 25A A 100mA G","Diferencijalna zaštitna sklopka, Icn=10kA, 4-polna, In=25A, IΔn=100mA, tip G+A",4431.5257731958764]
[108309,"Ex9L-H 4P 25A A 300mA G","Diferencijalna zaštitna sklopka, Icn=10kA, 4-polna, In=25A, IΔn=300mA, tip G+A",4491.9690721649495]
[108302,"Ex9L-H 4P 40A A 30mA G","Diferencijalna zaštitna sklopka, Icn=10kA, 4-polna, In=40A, IΔn=30mA, tip G+A",4385.8247422680424]
[108306,"Ex9L-H 4P 40A A 100mA G","Diferencijalna zaštitna sklopka, Icn=10kA, 4-polna, In=40A, IΔn=100mA, tip G+A",4431.5257731958764]
[108310,"Ex9L-H 4P 40A A 300mA G","Diferencijalna zaštitna sklopka, Icn=10kA, 4-polna, In=40A, IΔn=300mA, tip G+A",4491.9690721649495]
[108303,"Ex9L-H 4P 63A A 30mA G","Diferencijalna zaštitna sklopka, Icn=10kA, 4-polna, In=63A, IΔn=30mA, tip G+A",4850.2061855670108]
[108307,"Ex9L-H 4P 63A A 100mA G","Diferencijalna zaštitna sklopka, Icn=10kA, 4-polna, In=63A, IΔn=100mA, tip G+A",4578.9484536082473]
[108311,"Ex9L-H 4P 63A A 300mA G","Diferencijalna zaštitna sklopka, Icn=10kA, 4-polna, In=63A, IΔn=300mA, tip G+A",4615.8041237113412]
[]
["Residual Current Circuit Breakers Ex9L-N, 6 kA"]
[108312,"Ex9L-N 2P 16A 10mA","Diferencijalna zaštitna sklopka, Icn=6kA, 2-polna, In=16A, IΔn=10mA, tip AC",3583.8453608247428]
[108317,"Ex9L-N 2P 16A 30mA","Diferencijalna zaštitna sklopka, Icn=6kA, 2-polna, In=16A, IΔn=30mA, tip AC",2693.4123711340212]
[108321,"Ex9L-N 2P 16A 100mA","Diferencijalna zaštitna sklopka, Icn=6kA, 2-polna, In=16A, IΔn=100mA, tip AC",2712.5773195876291]
[108325,"Ex9L-N 2P 16A 300mA","Diferencijalna zaštitna sklopka, Icn=6kA, 2-polna, In=16A, IΔn=300mA, tip AC",2712.5773195876291]
[108329,"Ex9L-N 2P 16A 500mA","Diferencijalna zaštitna sklopka, Icn=6kA, 2-polna, In=16A, IΔn=500mA, tip AC",2712.5773195876291]
[108313,"Ex9L-N 2P 25A 10mA","Diferencijalna zaštitna sklopka, Icn=6kA, 2-polna, In=25A, IΔn=10mA, tip AC",3583.8453608247428]
[108314,"Ex9L-N 2P 25A 30mA","Diferencijalna zaštitna sklopka, Icn=6kA, 2-polna, In=25A, IΔn=30mA, tip AC",2543.0412371134021]
[108318,"Ex9L-N 2P 25A 100mA","Diferencijalna zaštitna sklopka, Icn=6kA, 2-polna, In=25A, IΔn=100mA, tip AC",2712.5773195876291]
[108322,"Ex9L-N 2P 25A 300mA","Diferencijalna zaštitna sklopka, Icn=6kA, 2-polna, In=25A, IΔn=300mA, tip AC",2712.5773195876291]
[108326,"Ex9L-N 2P 25A 500mA","Diferencijalna zaštitna sklopka, Icn=6kA, 2-polna, In=25A, IΔn=500mA, tip AC",2712.5773195876291]
[108315,"Ex9L-N 2P 40A 30mA","Diferencijalna zaštitna sklopka, Icn=6kA, 2-polna, In=40A, IΔn=30mA, tip AC",2543.0412371134021]
[108319,"Ex9L-N 2P 40A 100mA","Diferencijalna zaštitna sklopka, Icn=6kA, 2-polna, In=40A, IΔn=100mA, tip AC",3583.8453608247428]
[108323,"Ex9L-N 2P 40A 300mA","Diferencijalna zaštitna sklopka, Icn=6kA, 2-polna, In=40A, IΔn=300mA, tip AC",2543.0412371134021]
[108327,"Ex9L-N 2P 40A 500mA","Diferencijalna zaštitna sklopka, Icn=6kA, 2-polna, In=40A, IΔn=500mA, tip AC",3583.8453608247428]
[108316,"Ex9L-N 2P 63A 30mA","Diferencijalna zaštitna sklopka, Icn=6kA, 2-polna, In=63A, IΔn=30mA, tip AC",4948.9793814432996]
[108320,"Ex9L-N 2P 63A 100mA","Diferencijalna zaštitna sklopka, Icn=6kA, 2-polna, In=63A, IΔn=100mA, tip AC",4948.9793814432996]
[108324,"Ex9L-N 2P 63A 300mA","Diferencijalna zaštitna sklopka, Icn=6kA, 2-polna, In=63A, IΔn=300mA, tip AC",4948.9793814432996]
[108328,"Ex9L-N 2P 63A 500mA","Diferencijalna zaštitna sklopka, Icn=6kA, 2-polna, In=63A, IΔn=500mA, tip AC",4948.9793814432996]
[108330,"Ex9L-N 4P 16A 30mA","Diferencijalna zaštitna sklopka, Icn=6kA, 4-polna, In=16A, IΔn=30mA, tip AC",3207.9175257731963]
[108334,"Ex9L-N 4P 16A 100mA","Diferencijalna zaštitna sklopka, Icn=6kA, 4-polna, In=16A, IΔn=100mA, tip AC",3207.9175257731963]
[108338,"Ex9L-N 4P 16A 300mA","Diferencijalna zaštitna sklopka, Icn=6kA, 4-polna, In=16A, IΔn=300mA, tip AC",2669.8247422680415]
[108342,"Ex9L-N 4P 16A 500mA","Diferencijalna zaštitna sklopka, Icn=6kA, 4-polna, In=16A, IΔn=500mA, tip AC",3207.9175257731963]
[108331,"Ex9L-N 4P 25A 30mA","Diferencijalna zaštitna sklopka, Icn=6kA, 4-polna, In=25A, IΔn=30mA, tip AC",2929.2886597938154]
[108335,"Ex9L-N 4P 25A 100mA","Diferencijalna zaštitna sklopka, Icn=6kA, 4-polna, In=25A, IΔn=100mA, tip AC",3207.9175257731963]
[108339,"Ex9L-N 4P 25A 300mA","Diferencijalna zaštitna sklopka, Icn=6kA, 4-polna, In=25A, IΔn=300mA, tip AC",2669.8247422680415]
[108343,"Ex9L-N 4P 25A 500mA","Diferencijalna zaštitna sklopka, Icn=6kA, 4-polna, In=25A, IΔn=500mA, tip AC",2958.7731958762893]
[108332,"Ex9L-N 4P 40A 30mA","Diferencijalna zaštitna sklopka, Icn=6kA, 4-polna, In=40A, IΔn=30mA, tip AC",3082.6082474226805]
[108336,"Ex9L-N 4P 40A 100mA","Diferencijalna zaštitna sklopka, Icn=6kA, 4-polna, In=40A, IΔn=100mA, tip AC",3287.5257731958768]
[108340,"Ex9L-N 4P 40A 300mA","Diferencijalna zaštitna sklopka, Icn=6kA, 4-polna, In=40A, IΔn=300mA, tip AC",2515.0309278350514]
[108344,"Ex9L-N 4P 40A 500mA","Diferencijalna zaštitna sklopka, Icn=6kA, 4-polna, In=40A, IΔn=500mA, tip AC",2394.144329896907]
[108333,"Ex9L-N 4P 63A 30mA","Diferencijalna zaštitna sklopka, Icn=6kA, 4-polna, In=63A, IΔn=30mA, tip AC",4161.7422680412383]
[108337,"Ex9L-N 4P 63A 100mA","Diferencijalna zaštitna sklopka, Icn=6kA, 4-polna, In=63A, IΔn=100mA, tip AC",4567.1546391752581]
[108341,"Ex9L-N 4P 63A 300mA","Diferencijalna zaštitna sklopka, Icn=6kA, 4-polna, In=63A, IΔn=300mA, tip AC",4623.1752577319594]
[108345,"Ex9L-N 4P 63A 500mA","Diferencijalna zaštitna sklopka, Icn=6kA, 4-polna, In=63A, IΔn=500mA, tip AC",4149.9484536082482]
[108346,"Ex9L-N 2P 16A A 10mA","Diferencijalna zaštitna sklopka, Icn=6kA, 2-polna, In=16A, IΔn=10mA, tip A",4205.9690721649495]
[108348,"Ex9L-N 2P 16A A 30mA","Diferencijalna zaštitna sklopka, Icn=6kA, 2-polna, In=16A, IΔn=30mA, tip A",4205.9690721649495]
[108352,"Ex9L-N 2P 16A A 100mA","Diferencijalna zaštitna sklopka, Icn=6kA, 2-polna, In=16A, IΔn=100mA, tip A",3505.7113402061859]
[108356,"Ex9L-N 2P 16A A 300mA","Diferencijalna zaštitna sklopka, Icn=6kA, 2-polna, In=16A, IΔn=300mA, tip A",3228.5567010309283]
[108347,"Ex9L-N 2P 25A A 10mA","Diferencijalna zaštitna sklopka, Icn=6kA, 2-polna, In=25A, IΔn=10mA, tip A",4205.9690721649495]
[108349,"Ex9L-N 2P 25A A 30mA","Diferencijalna zaštitna sklopka, Icn=6kA, 2-polna, In=25A, IΔn=30mA, tip A",4205.9690721649495]
[108353,"Ex9L-N 2P 25A A 100mA","Diferencijalna zaštitna sklopka, Icn=6kA, 2-polna, In=25A, IΔn=100mA, tip A",3505.7113402061859]
[108357,"Ex9L-N 2P 25A A 300mA","Diferencijalna zaštitna sklopka, Icn=6kA, 2-polna, In=25A, IΔn=300mA, tip A",3228.5567010309283]
[108350,"Ex9L-N 2P 40A A 30mA","Diferencijalna zaštitna sklopka, Icn=6kA, 2-polna, In=40A, IΔn=30mA, tip A",4343.0721649484549]
[108354,"Ex9L-N 2P 40A A 100mA","Diferencijalna zaštitna sklopka, Icn=6kA, 2-polna, In=40A, IΔn=100mA, tip A",3768.1237113402062]
[108358,"Ex9L-N 2P 40A A 300mA","Diferencijalna zaštitna sklopka, Icn=6kA, 2-polna, In=40A, IΔn=300mA, tip A",3454.1134020618556]
[108351,"Ex9L-N 2P 63A A 30mA","Diferencijalna zaštitna sklopka, Icn=6kA, 2-polna, In=63A, IΔn=30mA, tip A",5690.5154639175271]
[108355,"Ex9L-N 2P 63A A 100mA","Diferencijalna zaštitna sklopka, Icn=6kA, 2-polna, In=63A, IΔn=100mA, tip A",5077.2371134020632]
[108359,"Ex9L-N 2P 63A A 300mA","Diferencijalna zaštitna sklopka, Icn=6kA, 2-polna, In=63A, IΔn=300mA, tip A",5156.8453608247428]
[108360,"Ex9L-N 4P 16A A 30mA","Diferencijalna zaštitna sklopka, Icn=6kA, 4-polna, In=16A, IΔn=30mA, tip A",5180.4329896907229]
[108364,"Ex9L-N 4P 16A A 100mA","Diferencijalna zaštitna sklopka, Icn=6kA, 4-polna, In=16A, IΔn=100mA, tip A",4322.432989690722]
[108368,"Ex9L-N 4P 16A A 300mA","Diferencijalna zaštitna sklopka, Icn=6kA, 4-polna, In=16A, IΔn=300mA, tip A",4272.3092783505153]
[108361,"Ex9L-N 4P 25A A 30mA","Diferencijalna zaštitna sklopka, Icn=6kA, 4-polna, In=25A, IΔn=30mA, tip A",5180.4329896907229]
[108365,"Ex9L-N 4P 25A A 100mA","Diferencijalna zaštitna sklopka, Icn=6kA, 4-polna, In=25A, IΔn=100mA, tip A",4322.432989690722]
[108369,"Ex9L-N 4P 25A A 300mA","Diferencijalna zaštitna sklopka, Icn=6kA, 4-polna, In=25A, IΔn=300mA, tip A",4272.3092783505153]
[108362,"Ex9L-N 4P 40A A 30mA","Diferencijalna zaštitna sklopka, Icn=6kA, 4-polna, In=40A, IΔn=30mA, tip A",5327.855670103093]
[108366,"Ex9L-N 4P 40A A 100mA","Diferencijalna zaštitna sklopka, Icn=6kA, 4-polna, In=40A, IΔn=100mA, tip A",4527.3505154639188]
[108370,"Ex9L-N 4P 40A A 300mA","Diferencijalna zaštitna sklopka, Icn=6kA, 4-polna, In=40A, IΔn=300mA, tip A",4219.2371134020623]
[108363,"Ex9L-N 4P 63A A 30mA","Diferencijalna zaštitna sklopka, Icn=6kA, 4-polna, In=63A, IΔn=30mA, tip A",7011.4226804123718]
[108367,"Ex9L-N 4P 63A A 100mA","Diferencijalna zaštitna sklopka, Icn=6kA, 4-polna, In=63A, IΔn=100mA, tip A",5916.0721649484549]
[108371,"Ex9L-N 4P 63A A 300mA","Diferencijalna zaštitna sklopka, Icn=6kA, 4-polna, In=63A, IΔn=300mA, tip A",5260.0412371134025]
[108372,"Ex9L-N 2P 16A 100mA S","Diferencijalna zaštitna sklopka, Icn=6kA, 2-polna, In=16A, IΔn=100mA, tip S+AC",4988.7835051546399]
[108376,"Ex9L-N 2P 16A 300mA S","Diferencijalna zaštitna sklopka, Icn=6kA, 2-polna, In=16A, IΔn=300mA, tip S+AC",4988.7835051546399]
[108380,"Ex9L-N 2P 16A 500mA S","Diferencijalna zaštitna sklopka, Icn=6kA, 2-polna, In=16A, IΔn=500mA, tip S+AC",4988.7835051546399]
[108373,"Ex9L-N 2P 25A 100mA S","Diferencijalna zaštitna sklopka, Icn=6kA, 2-polna, In=25A, IΔn=100mA, tip S+AC",4988.7835051546399]
[108377,"Ex9L-N 2P 25A 300mA S","Diferencijalna zaštitna sklopka, Icn=6kA, 2-polna, In=25A, IΔn=300mA, tip S+AC",4988.7835051546399]
[108381,"Ex9L-N 2P 25A 500mA S","Diferencijalna zaštitna sklopka, Icn=6kA, 2-polna, In=25A, IΔn=500mA, tip S+AC",4988.7835051546399]
[108374,"Ex9L-N 2P 40A 100mA S","Diferencijalna zaštitna sklopka, Icn=6kA, 2-polna, In=40A, IΔn=100mA, tip S+AC",5804.0309278350514]
[108378,"Ex9L-N 2P 40A 300mA S","Diferencijalna zaštitna sklopka, Icn=6kA, 2-polna, In=40A, IΔn=300mA, tip S+AC",5804.0309278350514]
[108382,"Ex9L-N 2P 40A 500mA S","Diferencijalna zaštitna sklopka, Icn=6kA, 2-polna, In=40A, IΔn=500mA, tip S+AC",5804.0309278350514]
[108375,"Ex9L-N 2P 63A 100mA S","Diferencijalna zaštitna sklopka, Icn=6kA, 2-polna, In=63A, IΔn=100mA, tip S+AC",6950.9793814432987]
[108379,"Ex9L-N 2P 63A 300mA S","Diferencijalna zaštitna sklopka, Icn=6kA, 2-polna, In=63A, IΔn=300mA, tip S+AC",6950.9793814432987]
[108383,"Ex9L-N 2P 63A 500mA S","Diferencijalna zaštitna sklopka, Icn=6kA, 2-polna, In=63A, IΔn=500mA, tip S+AC",6950.9793814432987]
[108384,"Ex9L-N 4P 16A 100mA S","Diferencijalna zaštitna sklopka, Icn=6kA, 4-polna, In=16A, IΔn=100mA, tip S+AC",6031.0618556701038]
[108388,"Ex9L-N 4P 16A 300mA S","Diferencijalna zaštitna sklopka, Icn=6kA, 4-polna, In=16A, IΔn=300mA, tip S+AC",6031.0618556701038]
[108392,"Ex9L-N 4P 16A 500mA S","Diferencijalna zaštitna sklopka, Icn=6kA, 4-polna, In=16A, IΔn=500mA, tip S+AC",6031.0618556701038]
[108385,"Ex9L-N 4P 25A 100mA S","Diferencijalna zaštitna sklopka, Icn=6kA, 4-polna, In=25A, IΔn=100mA, tip S+AC",6031.0618556701038]
[108389,"Ex9L-N 4P 25A 300mA S","Diferencijalna zaštitna sklopka, Icn=6kA, 4-polna, In=25A, IΔn=300mA, tip S+AC",6031.0618556701038]
[108393,"Ex9L-N 4P 25A 500mA S","Diferencijalna zaštitna sklopka, Icn=6kA, 4-polna, In=25A, IΔn=500mA, tip S+AC",6031.0618556701038]
[108386,"Ex9L-N 4P 40A 100mA S","Diferencijalna zaštitna sklopka, Icn=6kA, 4-polna, In=40A, IΔn=100mA, tip S+AC",7032.0618556701056]
[108390,"Ex9L-N 4P 40A 300mA S","Diferencijalna zaštitna sklopka, Icn=6kA, 4-polna, In=40A, IΔn=300mA, tip S+AC",7032.0618556701056]
[108394,"Ex9L-N 4P 40A 500mA S","Diferencijalna zaštitna sklopka, Icn=6kA, 4-polna, In=40A, IΔn=500mA, tip S+AC",7032.0618556701056]
[108387,"Ex9L-N 4P 63A 100mA S","Diferencijalna zaštitna sklopka, Icn=6kA, 4-polna, In=63A, IΔn=100mA, tip S+AC",8404.5670103092798]
[108391,"Ex9L-N 4P 63A 300mA S","Diferencijalna zaštitna sklopka, Icn=6kA, 4-polna, In=63A, IΔn=300mA, tip S+AC",8404.5670103092798]
[108395,"Ex9L-N 4P 63A 500mA S","Diferencijalna zaštitna sklopka, Icn=6kA, 4-polna, In=63A, IΔn=500mA, tip S+AC",8404.5670103092798]
[108396,"Ex9L-N 2P 16A A 100mA S","Diferencijalna zaštitna sklopka, Icn=6kA, 2-polna, In=16A, IΔn=100mA, tip S+A",5683.1443298969061]
[108400,"Ex9L-N 2P 16A A 300mA S","Diferencijalna zaštitna sklopka, Icn=6kA, 2-polna, In=16A, IΔn=300mA, tip S+A",5683.1443298969061]
[108397,"Ex9L-N 2P 25A A 100mA S","Diferencijalna zaštitna sklopka, Icn=6kA, 2-polna, In=25A, IΔn=100mA, tip S+A",5683.1443298969061]
[108401,"Ex9L-N 2P 25A A 300mA S","Diferencijalna zaštitna sklopka, Icn=6kA, 2-polna, In=25A, IΔn=300mA, tip S+A",5683.1443298969061]
[108398,"Ex9L-N 2P 40A A 100mA S","Diferencijalna zaštitna sklopka, Icn=6kA, 2-polna, In=40A, IΔn=100mA, tip S+A",6743.1134020618574]
[108402,"Ex9L-N 2P 40A A 300mA S","Diferencijalna zaštitna sklopka, Icn=6kA, 2-polna, In=40A, IΔn=300mA, tip S+A",6743.1134020618574]
[108399,"Ex9L-N 2P 63A A 100mA S","Diferencijalna zaštitna sklopka, Icn=6kA, 2-polna, In=63A, IΔn=100mA, tip S+A",7869.4226804123737]
[108403,"Ex9L-N 2P 63A A 300mA S","Diferencijalna zaštitna sklopka, Icn=6kA, 2-polna, In=63A, IΔn=300mA, tip S+A",7869.4226804123737]
[108404,"Ex9L-N 4P 16A A 100mA S","Diferencijalna zaštitna sklopka, Icn=6kA, 4-polna, In=16A, IΔn=100mA, tip S+A",7382.9278350515469]
[108408,"Ex9L-N 4P 16A A 300mA S","Diferencijalna zaštitna sklopka, Icn=6kA, 4-polna, In=16A, IΔn=300mA, tip S+A",7382.9278350515469]
[108405,"Ex9L-N 4P 25A A 100mA S","Diferencijalna zaštitna sklopka, Icn=6kA, 4-polna, In=25A, IΔn=100mA, tip S+A",7382.9278350515469]
[108409,"Ex9L-N 4P 25A A 300mA S","Diferencijalna zaštitna sklopka, Icn=6kA, 4-polna, In=25A, IΔn=300mA, tip S+A",7382.9278350515469]
[108406,"Ex9L-N 4P 40A A 100mA S","Diferencijalna zaštitna sklopka, Icn=6kA, 4-polna, In=40A, IΔn=100mA, tip S+A",8342.649484536083]
[108410,"Ex9L-N 4P 40A A 300mA S","Diferencijalna zaštitna sklopka, Icn=6kA, 4-polna, In=40A, IΔn=300mA, tip S+A",8342.649484536083]
[108407,"Ex9L-N 4P 63A A 100mA S","Diferencijalna zaštitna sklopka, Icn=6kA, 4-polna, In=63A, IΔn=100mA, tip S+A",9498.443298969074]
[108411,"Ex9L-N 4P 63A A 300mA S","Diferencijalna zaštitna sklopka, Icn=6kA, 4-polna, In=63A, IΔn=300mA, tip S+A",9498.443298969074]
[108412,"Ex9L-N 2P 16A 30mA G","Diferencijalna zaštitna sklopka, Icn=6kA, 2-polna, In=16A, IΔn=30mA, tip G+AC",2802.505154639176]
[108416,"Ex9L-N 2P 16A 100mA G","Diferencijalna zaštitna sklopka, Icn=6kA, 2-polna, In=16A, IΔn=100mA, tip G+AC",2770.072164948454]
[108420,"Ex9L-N 2P 16A 300mA G","Diferencijalna zaštitna sklopka, Icn=6kA, 2-polna, In=16A, IΔn=300mA, tip G+AC",2780.3917525773199]
[108424,"Ex9L-N 2P 16A 500mA G","Diferencijalna zaštitna sklopka, Icn=6kA, 2-polna, In=16A, IΔn=500mA, tip G+AC",2793.6597938144332]
[108413,"Ex9L-N 2P 25A 30mA G","Diferencijalna zaštitna sklopka, Icn=6kA, 2-polna, In=25A, IΔn=30mA, tip G+AC",2802.505154639176]
[108417,"Ex9L-N 2P 25A 100mA G","Diferencijalna zaštitna sklopka, Icn=6kA, 2-polna, In=25A, IΔn=100mA, tip G+AC",2770.072164948454]
[108421,"Ex9L-N 2P 25A 300mA G","Diferencijalna zaštitna sklopka, Icn=6kA, 2-polna, In=25A, IΔn=300mA, tip G+AC",2780.3917525773199]
[108425,"Ex9L-N 2P 25A 500mA G","Diferencijalna zaštitna sklopka, Icn=6kA, 2-polna, In=25A, IΔn=500mA, tip G+AC",2793.6597938144332]
[108414,"Ex9L-N 2P 40A 30mA G","Diferencijalna zaštitna sklopka, Icn=6kA, 2-polna, In=40A, IΔn=30mA, tip G+AC",2802.505154639176]
[108418,"Ex9L-N 2P 40A 100mA G","Diferencijalna zaštitna sklopka, Icn=6kA, 2-polna, In=40A, IΔn=100mA, tip G+AC",2770.072164948454]
[108422,"Ex9L-N 2P 40A 300mA G","Diferencijalna zaštitna sklopka, Icn=6kA, 2-polna, In=40A, IΔn=300mA, tip G+AC",2780.3917525773199]
[108426,"Ex9L-N 2P 40A 500mA G","Diferencijalna zaštitna sklopka, Icn=6kA, 2-polna, In=40A, IΔn=500mA, tip G+AC",2793.6597938144332]
[108415,"Ex9L-N 2P 63A 30mA G","Diferencijalna zaštitna sklopka, Icn=6kA, 2-polna, In=63A, IΔn=30mA, tip G+AC",2865.8969072164955]
[108419,"Ex9L-N 2P 63A 100mA G","Diferencijalna zaštitna sklopka, Icn=6kA, 2-polna, In=63A, IΔn=100mA, tip G+AC",2790.7113402061859]
[108423,"Ex9L-N 2P 63A 300mA G","Diferencijalna zaštitna sklopka, Icn=6kA, 2-polna, In=63A, IΔn=300mA, tip G+AC",2796.6082474226805]
[108427,"Ex9L-N 2P 63A 500mA G","Diferencijalna zaštitna sklopka, Icn=6kA, 2-polna, In=63A, IΔn=500mA, tip G+AC",2801.0309278350514]
[108428,"Ex9L-N 4P 16A 30mA G","Diferencijalna zaštitna sklopka, Icn=6kA, 4-polna, In=16A, IΔn=30mA, tip G+AC",4362.2371134020614]
[108432,"Ex9L-N 4P 16A 100mA G","Diferencijalna zaštitna sklopka, Icn=6kA, 4-polna, In=16A, IΔn=100mA, tip G+AC",4409.4123711340208]
[108436,"Ex9L-N 4P 16A 300mA G","Diferencijalna zaštitna sklopka, Icn=6kA, 4-polna, In=16A, IΔn=300mA, tip G+AC",4469.8556701030939]
[108440,"Ex9L-N 4P 16A 500mA G","Diferencijalna zaštitna sklopka, Icn=6kA, 4-polna, In=16A, IΔn=500mA, tip G+AC",4489.0206185567013]
[108429,"Ex9L-N 4P 25A 30mA G","Diferencijalna zaštitna sklopka, Icn=6kA, 4-polna, In=25A, IΔn=30mA, tip G+AC",4362.2371134020614]
[108433,"Ex9L-N 4P 25A 100mA G","Diferencijalna zaštitna sklopka, Icn=6kA, 4-polna, In=25A, IΔn=100mA, tip G+AC",4409.4123711340208]
[108437,"Ex9L-N 4P 25A 300mA G","Diferencijalna zaštitna sklopka, Icn=6kA, 4-polna, In=25A, IΔn=300mA, tip G+AC",4469.8556701030939]
[108441,"Ex9L-N 4P 25A 500mA G","Diferencijalna zaštitna sklopka, Icn=6kA, 4-polna, In=25A, IΔn=500mA, tip G+AC",4489.0206185567013]
[108430,"Ex9L-N 4P 40A 30mA G","Diferencijalna zaštitna sklopka, Icn=6kA, 4-polna, In=40A, IΔn=30mA, tip G+AC",4362.2371134020614]
[108434,"Ex9L-N 4P 40A 100mA G","Diferencijalna zaštitna sklopka, Icn=6kA, 4-polna, In=40A, IΔn=100mA, tip G+AC",4409.4123711340208]
[108438,"Ex9L-N 4P 40A 300mA G","Diferencijalna zaštitna sklopka, Icn=6kA, 4-polna, In=40A, IΔn=300mA, tip G+AC",4469.8556701030939]
[108442,"Ex9L-N 4P 40A 500mA G","Diferencijalna zaštitna sklopka, Icn=6kA, 4-polna, In=40A, IΔn=500mA, tip G+AC",4489.0206185567013]
[108431,"Ex9L-N 4P 63A 30mA G","Diferencijalna zaštitna sklopka, Icn=6kA, 4-polna, In=63A, IΔn=30mA, tip G+AC",4825.1443298969079]
[108435,"Ex9L-N 4P 63A 100mA G","Diferencijalna zaštitna sklopka, Icn=6kA, 4-polna, In=63A, IΔn=100mA, tip G+AC",4556.8350515463917]
[108439,"Ex9L-N 4P 63A 300mA G","Diferencijalna zaštitna sklopka, Icn=6kA, 4-polna, In=63A, IΔn=300mA, tip G+AC",4593.6907216494847]
[108443,"Ex9L-N 4P 63A 500mA G","Diferencijalna zaštitna sklopka, Icn=6kA, 4-polna, In=63A, IΔn=500mA, tip G+AC",4611.3814432989693]
[108444,"Ex9L-N 2P 16A A 30mA G","Diferencijalna zaštitna sklopka, Icn=6kA, 2-polna, In=16A, IΔn=30mA, tip G+A",2802.505154639176]
[108448,"Ex9L-N 2P 16A A 100mA G","Diferencijalna zaštitna sklopka, Icn=6kA, 2-polna, In=16A, IΔn=100mA, tip G+A",2770.072164948454]
[108452,"Ex9L-N 2P 16A A 300mA G","Diferencijalna zaštitna sklopka, Icn=6kA, 2-polna, In=16A, IΔn=300mA, tip G+A",2780.3917525773199]
[108445,"Ex9L-N 2P 25A A 30mA G","Diferencijalna zaštitna sklopka, Icn=6kA, 2-polna, In=25A, IΔn=30mA, tip G+A",2802.505154639176]
[108449,"Ex9L-N 2P 25A A 100mA G","Diferencijalna zaštitna sklopka, Icn=6kA, 2-polna, In=25A, IΔn=100mA, tip G+A",2770.072164948454]
[108453,"Ex9L-N 2P 25A A 300mA G","Diferencijalna zaštitna sklopka, Icn=6kA, 2-polna, In=25A, IΔn=300mA, tip G+A",2780.3917525773199]
[108446,"Ex9L-N 2P 40A A 30mA G","Diferencijalna zaštitna sklopka, Icn=6kA, 2-polna, In=40A, IΔn=30mA, tip G+A",2802.505154639176]
[108450,"Ex9L-N 2P 40A A 100mA G","Diferencijalna zaštitna sklopka, Icn=6kA, 2-polna, In=40A, IΔn=100mA, tip G+A",2770.072164948454]
[108454,"Ex9L-N 2P 40A A 300mA G","Diferencijalna zaštitna sklopka, Icn=6kA, 2-polna, In=40A, IΔn=300mA, tip G+A",2780.3917525773199]
[108447,"Ex9L-N 2P 63A A 30mA G","Diferencijalna zaštitna sklopka, Icn=6kA, 2-polna, In=63A, IΔn=30mA, tip G+A",2865.8969072164955]
[108451,"Ex9L-N 2P 63A A 100mA G","Diferencijalna zaštitna sklopka, Icn=6kA, 2-polna, In=63A, IΔn=100mA, tip G+A",2790.7113402061859]
[108455,"Ex9L-N 2P 63A A 300mA G","Diferencijalna zaštitna sklopka, Icn=6kA, 2-polna, In=63A, IΔn=300mA, tip G+A",2796.6082474226805]
[108456,"Ex9L-N 4P 16A A 30mA G","Diferencijalna zaštitna sklopka, Icn=6kA, 4-polna, In=16A, IΔn=30mA, tip G+A",4362.2371134020614]
[108460,"Ex9L-N 4P 16A A 100mA G","Diferencijalna zaštitna sklopka, Icn=6kA, 4-polna, In=16A, IΔn=100mA, tip G+A",4409.4123711340208]
[108464,"Ex9L-N 4P 16A A 300mA G","Diferencijalna zaštitna sklopka, Icn=6kA, 4-polna, In=16A, IΔn=300mA, tip G+A",4469.8556701030939]
[108457,"Ex9L-N 4P 25A A 30mA G","Diferencijalna zaštitna sklopka, Icn=6kA, 4-polna, In=25A, IΔn=30mA, tip G+A",4362.2371134020614]
[108461,"Ex9L-N 4P 25A A 100mA G","Diferencijalna zaštitna sklopka, Icn=6kA, 4-polna, In=25A, IΔn=100mA, tip G+A",4409.4123711340208]
[108465,"Ex9L-N 4P 25A A 300mA G","Diferencijalna zaštitna sklopka, Icn=6kA, 4-polna, In=25A, IΔn=300mA, tip G+A",4469.8556701030939]
[108458,"Ex9L-N 4P 40A A 30mA G","Diferencijalna zaštitna sklopka, Icn=6kA, 4-polna, In=40A, IΔn=30mA, tip G+A",4362.2371134020614]
[108462,"Ex9L-N 4P 40A A 100mA G","Diferencijalna zaštitna sklopka, Icn=6kA, 4-polna, In=40A, IΔn=100mA, tip G+A",4409.4123711340208]
[108466,"Ex9L-N 4P 40A A 300mA G","Diferencijalna zaštitna sklopka, Icn=6kA, 4-polna, In=40A, IΔn=300mA, tip G+A",4469.8556701030939]
[108459,"Ex9L-N 4P 63A A 30mA G","Diferencijalna zaštitna sklopka, Icn=6kA, 4-polna, In=63A, IΔn=30mA, tip G+A",4825.1443298969079]
[108463,"Ex9L-N 4P 63A A 100mA G","Diferencijalna zaštitna sklopka, Icn=6kA, 4-polna, In=63A, IΔn=100mA, tip G+A",4556.8350515463917]
[108467,"Ex9L-N 4P 63A A 300mA G","Diferencijalna zaštitna sklopka, Icn=6kA, 4-polna, In=63A, IΔn=300mA, tip G+A",4593.6907216494847]
[]
["Residual Current Circuit Breakers Ex9LB63"]
[110212,"Ex9LB63 1P+N 25A 30mA","Diferencijalna zaštitna sklopka, Icn=10kA, 1P+N, In=25A, IΔn=30mA, B tipa",25196.01030927835]
[110213,"Ex9LB63 1P+N 40A 30mA","Diferencijalna zaštitna sklopka, Icn=10kA, 1P+N, In=40A, IΔn=30mA, B tipa",25785.701030927841]
[110214,"Ex9LB63 1P+N 63A 30mA","Diferencijalna zaštitna sklopka, Icn=10kA, 1P+N, In=63A, IΔn=30mA, B tipa",35999.14432989691]
[110215,"Ex9LB63 1P+N 25A 100mA","Diferencijalna zaštitna sklopka, Icn=10kA, 1P+N, In=25A, IΔn=100mA, B tipa",25430.412371134025]
[110216,"Ex9LB63 1P+N 40A 100mA","Diferencijalna zaštitna sklopka, Icn=10kA, 1P+N, In=40A, IΔn=100mA, B tipa",26059.907216494852]
[110217,"Ex9LB63 1P+N 63A 100mA","Diferencijalna zaštitna sklopka, Icn=10kA, 1P+N, In=63A, IΔn=100mA, B tipa",38297.463917525776]
[110218,"Ex9LB63 1P+N 25A 300mA","Diferencijalna zaštitna sklopka, Icn=10kA, 1P+N, In=25A, IΔn=300mA, B tipa",25315.422680412375]
[110219,"Ex9LB63 1P+N 40A 300mA","Diferencijalna zaštitna sklopka, Icn=10kA, 1P+N, In=40A, IΔn=300mA, B tipa",26466.793814432996]
[110220,"Ex9LB63 1P+N 63A 300mA","Diferencijalna zaštitna sklopka, Icn=10kA, 1P+N, In=63A, IΔn=300mA, B tipa",39612.47422680413]
[110221,"Ex9LB63 3P+N 25A 30mA","Diferencijalna zaštitna sklopka, Icn=10kA, 3P+N, In=25A, IΔn=30mA, B tipa",28213.752577319588]
[110222,"Ex9LB63 3P+N 40A 30mA","Diferencijalna zaštitna sklopka, Icn=10kA, 3P+N, In=40A, IΔn=30mA, B tipa",30134.670103092787]
[110223,"Ex9LB63 3P+N 63A 30mA","Diferencijalna zaštitna sklopka, Icn=10kA, 3P+N, In=63A, IΔn=30mA, B tipa",36193.742268041242]
[110224,"Ex9LB63 3P+N 25A 100mA","Diferencijalna zaštitna sklopka, Icn=10kA, 3P+N, In=25A, IΔn=100mA, B tipa",30336.639175257736]
[110225,"Ex9LB63 3P+N 40A 100mA","Diferencijalna zaštitna sklopka, Icn=10kA, 3P+N, In=40A, IΔn=100mA, B tipa",31291.938144329899]
[110226,"Ex9LB63 3P+N 63A 100mA","Diferencijalna zaštitna sklopka, Icn=10kA, 3P+N, In=63A, IΔn=100mA, B tipa",38918.113402061863]
[110227,"Ex9LB63 3P+N 25A 300mA","Diferencijalna zaštitna sklopka, Icn=10kA, 3P+N, In=25A, IΔn=300mA, B tipa",32194.164948453617]
[110228,"Ex9LB63 3P+N 40A 300mA","Diferencijalna zaštitna sklopka, Icn=10kA, 3P+N, In=40A, IΔn=300mA, B tipa",34880.206185567018]
[110229,"Ex9LB63 3P+N 63A 300mA","Diferencijalna zaštitna sklopka, Icn=10kA, 3P+N, In=63A, IΔn=300mA, B tipa",36134.773195876296]
[]
["Residual Current Circuit Breakers Ex9CL-100, 10 kA"]
[100715,"Ex9CL-100 2P 63A 100mA S ","Diferencijalna zaštitna sklopka, Icn=10kA, 2-polna, In=63A, IΔn=100mA, tip S+AC",7693.9896907216498]
[100716,"Ex9CL-100 2P 63A 300mA S ","Diferencijalna zaštitna sklopka, Icn=10kA, 2-polna, In=63A, IΔn=300mA, tip S+AC",7693.9896907216498]
[100717,"Ex9CL-100 2P 80A 100mA S ","Diferencijalna zaštitna sklopka, Icn=10kA, 2-polna, In=80A, IΔn=100mA, tipS+AC",8296.9484536082491]
[100718,"Ex9CL-100 2P 80A 300mA S ","Diferencijalna zaštitna sklopka, Icn=10kA, 2-polna, In=80A, IΔn=300mA, tipS+AC",8296.9484536082491]
[100719,"Ex9CL-100 2P 100A 100mA S ","Diferencijalna zaštitna sklopka, Icn=10kA, 2-polna, In=100A, IΔn=100mA, tipS+AC",9600.1649484536083]
[100720,"Ex9CL-100 2P 100A 300mA S ","Diferencijalna zaštitna sklopka, Icn=10kA, 2-polna, In=100A, IΔn=300mA, tipS+AC",9600.1649484536083]
[100721,"Ex9CL-100 4P 63A 100mA S ","Diferencijalna zaštitna sklopka, Icn=10kA, 4-polna, In=63A, IΔn=100mA, tip S+AC",9154.9484536082473]
[100722,"Ex9CL-100 4P 63A 300mA S ","Diferencijalna zaštitna sklopka, Icn=10kA, 4-polna, In=63A, IΔn=300mA, tip S+AC",9154.9484536082473]
[100723,"Ex9CL-100 4P 80A 100mA S ","Diferencijalna zaštitna sklopka, Icn=10kA, 4-polna, In=80A, IΔn=100mA, tipS+AC",9794.7628865979386]
[100724,"Ex9CL-100 4P 80A 300mA S ","Diferencijalna zaštitna sklopka, Icn=10kA, 4-polna, In=80A, IΔn=300mA, tipS+AC",9794.7628865979386]
[100725,"Ex9CL-100 4P 100A 100mA S ","Diferencijalna zaštitna sklopka, Icn=10kA, 4-polna, In=100A, IΔn=100mA, tipS+AC",10651.288659793816]
[100726,"Ex9CL-100 4P 100A 300mA S ","Diferencijalna zaštitna sklopka, Icn=10kA, 4-polna, In=100A, IΔn=300mA, tipS+AC",8294]
[100727,"Ex9CL-100 2P 63A A 100mA S ","Diferencijalna zaštitna sklopka, Icn=10kA, 2-polna, In=63A, IΔn=100mA, tip S+A",8616.8556701030939]
[100728,"Ex9CL-100 2P 63A A 300mA S ","Diferencijalna zaštitna sklopka, Icn=10kA, 2-polna, In=63A, IΔn=300mA, tip S+A",8616.8556701030939]
[100729,"Ex9CL-100 2P 80A A 100mA S ","Diferencijalna zaštitna sklopka, Icn=10kA, 2-polna, In=80A, IΔn=100mA, tipS+A",9293.5257731958754]
[100730,"Ex9CL-100 2P 80A A 300mA S ","Diferencijalna zaštitna sklopka, Icn=10kA, 2-polna, In=80A, IΔn=300mA, tipS+A",9293.5257731958754]
[100731,"Ex9CL-100 2P 100A A 100mA S ","Diferencijalna zaštitna sklopka, Icn=10kA, 2-polna, In=100A, IΔn=100mA, tipS+A",10750.061855670105]
[100732,"Ex9CL-100 2P 100A A 300mA S ","Diferencijalna zaštitna sklopka, Icn=10kA, 2-polna, In=100A, IΔn=300mA, tipS+A",10750.061855670105]
[100733,"Ex9CL-100 4P 63A A 100mA S ","Diferencijalna zaštitna sklopka, Icn=10kA, 4-polna, In=63A, IΔn=100mA, tip S+A",10254.721649484538]
[100734,"Ex9CL-100 4P 63A A 300mA S ","Diferencijalna zaštitna sklopka, Icn=10kA, 4-polna, In=63A, IΔn=300mA, tip S+A",10254.721649484538]
[100735,"Ex9CL-100 4P 80A A 100mA S ","Diferencijalna zaštitna sklopka, Icn=10kA, 4-polna, In=80A, IΔn=100mA, tipS+A",10972.670103092787]
[100736,"Ex9CL-100 4P 80A A 300mA S ","Diferencijalna zaštitna sklopka, Icn=10kA, 4-polna, In=80A, IΔn=300mA, tipS+A",10972.670103092787]
[100737,"Ex9CL-100 4P 100A A 100mA S ","Diferencijalna zaštitna sklopka, Icn=10kA, 4-polna, In=100A, IΔn=100mA, tipS+A",11929.443298969074]
[100738,"Ex9CL-100 4P 100A A 300mA S ","Diferencijalna zaštitna sklopka, Icn=10kA, 4-polna, In=100A, IΔn=300mA, tipS+A",11929.443298969074]
[101445,"YS31","Nalepnica sa informacijom o mesečnom testiranju",217.93092783505162]
[]
["Residual Current Breakers with Overload protection Ex9BL-H, 10 kA"]
[107381,"Ex9BL-H 1P+N B6 30mA","Komb. FID, Icn=10kA, 1+N - polna, karakt. B, In=6A, IΔn=30mA, tip AC",3474.7525773195885]
[107382,"Ex9BL-H 1P+N B10 30mA","Komb. FID, Icn=10kA, 1+N - polna, karakt. B, In=10A, IΔn=30mA, tip AC",3448.216494845361]
[107383,"Ex9BL-H 1P+N B13 30mA","Komb. FID, Icn=10kA, 1+N - polna, karakt. B, In=13A, IΔn=30mA, tip AC",3460.0103092783506]
[107384,"Ex9BL-H 1P+N B16 30mA","Komb. FID, Icn=10kA, 1+N - polna, karakt. B, In=16A, IΔn=30mA, tip AC",3448.216494845361]
[107385,"Ex9BL-H 1P+N B20 30mA","Komb. FID, Icn=10kA, 1+N - polna, karakt. B, In=20A, IΔn=30mA, tip AC",3460.0103092783506]
[107386,"Ex9BL-H 1P+N B25 30mA","Komb. FID, Icn=10kA, 1+N - polna, karakt. B, In=25A, IΔn=30mA, tip AC",3474.7525773195885]
[107387,"Ex9BL-H 1P+N B32 30mA","Komb. FID, Icn=10kA, 1+N - polna, karakt. B, In=32A, IΔn=30mA, tip AC",3813.8247422680415]
[107388,"Ex9BL-H 1P+N B40 30mA","Komb. FID, Icn=10kA, 1+N - polna, karakt. B, In=40A, IΔn=30mA, tip AC",3866.8969072164955]
[107391,"Ex9BL-H 1P+N C6 30mA","Komb. FID, Icn=10kA, 1+N - polna, karakt. C, In=6A, IΔn=30mA, tip AC",3474.7525773195885]
[107392,"Ex9BL-H 1P+N C10 30mA","Komb. FID, Icn=10kA, 1+N - polna, karakt. C, In=10A, IΔn=30mA, tip AC",3448.216494845361]
[107393,"Ex9BL-H 1P+N C13 30mA","Komb. FID, Icn=10kA, 1+N - polna, karakt. C, In=13A, IΔn=30mA, tip AC",3460.0103092783506]
[107394,"Ex9BL-H 1P+N C16 30mA","Komb. FID, Icn=10kA, 1+N - polna, karakt. C, In=16A, IΔn=30mA, tip AC",3448.216494845361]
[107395,"Ex9BL-H 1P+N C20 30mA","Komb. FID, Icn=10kA, 1+N - polna, karakt. C, In=20A, IΔn=30mA, tip AC",3460.0103092783506]
[107396,"Ex9BL-H 1P+N C25 30mA","Komb. FID, Icn=10kA, 1+N - polna, karakt. C, In=25A, IΔn=30mA, tip AC",3474.7525773195885]
[107397,"Ex9BL-H 1P+N C32 30mA","Komb. FID, Icn=10kA, 1+N - polna, karakt. C, In=32A, IΔn=30mA, tip AC",3813.8247422680415]
[107398,"Ex9BL-H 1P+N C40 30mA","Komb. FID, Icn=10kA, 1+N - polna, karakt. C, In=40A, IΔn=30mA, tip AC",3866.8969072164955]
[107401,"Ex9BL-H 1P+N B6 A 30mA","Komb. FID, Icn=10kA, 1+N - polna, karakt. B, In=6A, IΔn=30mA, tip A",4433]
[107402,"Ex9BL-H 1P+N B10 A 30mA","Komb. FID, Icn=10kA, 1+N - polna, karakt. B, In=10A, IΔn=30mA, tip A",4412.360824742269]
[107403,"Ex9BL-H 1P+N B13 A 30mA","Komb. FID, Icn=10kA, 1+N - polna, karakt. B, In=13A, IΔn=30mA, tip A",4433]
[107404,"Ex9BL-H 1P+N B16 A 30mA","Komb. FID, Icn=10kA, 1+N - polna, karakt. B, In=16A, IΔn=30mA, tip A",4412.360824742269]
[107405,"Ex9BL-H 1P+N B20 A 30mA","Komb. FID, Icn=10kA, 1+N - polna, karakt. B, In=20A, IΔn=30mA, tip A",4433]
[107406,"Ex9BL-H 1P+N B25 A 30mA","Komb. FID, Icn=10kA, 1+N - polna, karakt. B, In=25A, IΔn=30mA, tip A",4444.7938144329892]
[107407,"Ex9BL-H 1P+N B32 A 30mA","Komb. FID, Icn=10kA, 1+N - polna, karakt. B, In=32A, IΔn=30mA, tip A",4879.6907216494847]
[107408,"Ex9BL-H 1P+N B40 A 30mA","Komb. FID, Icn=10kA, 1+N - polna, karakt. B, In=40A, IΔn=30mA, tip A",4919.4948453608249]
[107411,"Ex9BL-H 1P+N C6 A 30mA","Komb. FID, Icn=10kA, 1+N - polna, karakt. C, In=6A, IΔn=30mA, tip A",4433]
[107412,"Ex9BL-H 1P+N C10 A 30mA","Komb. FID, Icn=10kA, 1+N - polna, karakt. C, In=10A, IΔn=30mA, tip A",4412.360824742269]
[107413,"Ex9BL-H 1P+N C13 A 30mA","Komb. FID, Icn=10kA, 1+N - polna, karakt. C, In=13A, IΔn=30mA, tip A",4433]
[107414,"Ex9BL-H 1P+N C16 A 30mA","Komb. FID, Icn=10kA, 1+N - polna, karakt. C, In=16A, IΔn=30mA, tip A",4412.360824742269]
[107415,"Ex9BL-H 1P+N C20 A 30mA","Komb. FID, Icn=10kA, 1+N - polna, karakt. C, In=20A, IΔn=30mA, tip A",4433]
[107416,"Ex9BL-H 1P+N C25 A 30mA","Komb. FID, Icn=10kA, 1+N - polna, karakt. C, In=25A, IΔn=30mA, tip A",4444.7938144329892]
[107417,"Ex9BL-H 1P+N C32 A 30mA","Komb. FID, Icn=10kA, 1+N - polna, karakt. C, In=32A, IΔn=30mA, tip A",4879.6907216494847]
[107418,"Ex9BL-H 1P+N C40 A 30mA","Komb. FID, Icn=10kA, 1+N - polna, karakt. C, In=40A, IΔn=30mA, tip A",4919.4948453608249]
[107461,"Ex9BL-H 1P+N B6 100mA","Komb. FID, Icn=10kA, 1+N - polna, karakt. B, In=6A, IΔn=100mA, tip AC",4904.7525773195885]
[107462,"Ex9BL-H 1P+N B10 100mA","Komb. FID, Icn=10kA, 1+N - polna, karakt. B, In=10A, IΔn=100mA, tip AC",4026.1134020618556]
[107463,"Ex9BL-H 1P+N B13 100mA","Komb. FID, Icn=10kA, 1+N - polna, karakt. B, In=13A, IΔn=100mA, tip AC",4664.4536082474242]
[107464,"Ex9BL-H 1P+N B16 100mA","Komb. FID, Icn=10kA, 1+N - polna, karakt. B, In=16A, IΔn=100mA, tip AC",4133.7319587628872]
[107465,"Ex9BL-H 1P+N B20 100mA","Komb. FID, Icn=10kA, 1+N - polna, karakt. B, In=20A, IΔn=100mA, tip AC",4820.7216494845361]
[107466,"Ex9BL-H 1P+N B25 100mA","Komb. FID, Icn=10kA, 1+N - polna, karakt. B, In=25A, IΔn=100mA, tip AC",4875.2680412371137]
[107467,"Ex9BL-H 1P+N B32 100mA","Komb. FID, Icn=10kA, 1+N - polna, karakt. B, In=32A, IΔn=100mA, tip AC",5265.9381443298971]
[107468,"Ex9BL-H 1P+N B40 100mA","Komb. FID, Icn=10kA, 1+N - polna, karakt. B, In=40A, IΔn=100mA, tip AC",5265.9381443298971]
[107471,"Ex9BL-H 1P+N C6  100mA","Komb. FID, Icn=10kA, 1+N - polna, karakt. C, In=6A, IΔn=100mA, tip AC",4904.7525773195885]
[107472,"Ex9BL-H 1P+N C10 100mA","Komb. FID, Icn=10kA, 1+N - polna, karakt. C, In=10A, IΔn=100mA, tip AC",4026.1134020618556]
[107473,"Ex9BL-H 1P+N C13 100mA","Komb. FID, Icn=10kA, 1+N - polna, karakt. C, In=13A, IΔn=100mA, tip AC",4664.4536082474242]
[107474,"Ex9BL-H 1P+N C16 100mA","Komb. FID, Icn=10kA, 1+N - polna, karakt. C, In=16A, IΔn=100mA, tip AC",4133.7319587628872]
[107475,"Ex9BL-H 1P+N C20 100mA","Komb. FID, Icn=10kA, 1+N - polna, karakt. C, In=20A, IΔn=100mA, tip AC",4820.7216494845361]
[107476,"Ex9BL-H 1P+N C25 100mA","Komb. FID, Icn=10kA, 1+N - polna, karakt. C, In=25A, IΔn=100mA, tip AC",4875.2680412371137]
[107477,"Ex9BL-H 1P+N C32 100mA","Komb. FID, Icn=10kA, 1+N - polna, karakt. C, In=32A, IΔn=100mA, tip AC",5265.9381443298971]
[107478,"Ex9BL-H 1P+N C40 100mA","Komb. FID, Icn=10kA, 1+N - polna, karakt. C, In=40A, IΔn=100mA, tip AC",5265.9381443298971]
[107481,"Ex9BL-H 1P+N B6 A 100mA","Komb. FID, Icn=10kA, 1+N - polna, karakt. B, In=6A, IΔn=100mA, tip A",10556.938144329897]
[107482,"Ex9BL-H 1P+N B10 A 100mA","Komb. FID, Icn=10kA, 1+N - polna, karakt. B, In=10A, IΔn=100mA, tip A",8662.5567010309296]
[107483,"Ex9BL-H 1P+N B13 A 100mA","Komb. FID, Icn=10kA, 1+N - polna, karakt. B, In=13A, IΔn=100mA, tip A",10039.484536082477]
[107484,"Ex9BL-H 1P+N B16 A 100mA","Komb. FID, Icn=10kA, 1+N - polna, karakt. B, In=16A, IΔn=100mA, tip A",8895.4845360824766]
[107485,"Ex9BL-H 1P+N B20 A 100mA","Komb. FID, Icn=10kA, 1+N - polna, karakt. B, In=20A, IΔn=100mA, tip A",10380.030927835052]
[107486,"Ex9BL-H 1P+N B25 A 100mA","Komb. FID, Icn=10kA, 1+N - polna, karakt. B, In=25A, IΔn=100mA, tip A",10493.546391752578]
[107487,"Ex9BL-H 1P+N B32 A 100mA","Komb. FID, Icn=10kA, 1+N - polna, karakt. B, In=32A, IΔn=100mA, tip A",11332.381443298971]
[107488,"Ex9BL-H 1P+N B40 A 100mA","Komb. FID, Icn=10kA, 1+N - polna, karakt. B, In=40A, IΔn=100mA, tip A",11332.381443298971]
[107491,"Ex9BL-H 1P+N C6  A 100mA ","Komb. FID, Icn=10kA, 1+N - polna, karakt. C, In=6A, IΔn=100mA, tip A",10556.938144329897]
[107492,"Ex9BL-H 1P+N C10 A 100mA","Komb. FID, Icn=10kA, 1+N - polna, karakt. C, In=10A, IΔn=100mA, tip A",8662.5567010309296]
[107493,"Ex9BL-H 1P+N C13 A 100mA","Komb. FID, Icn=10kA, 1+N - polna, karakt. C, In=13A, IΔn=100mA, tip A",10039.484536082477]
[107494,"Ex9BL-H 1P+N C16 A 100mA","Komb. FID, Icn=10kA, 1+N - polna, karakt. C, In=16A, IΔn=100mA, tip A",8895.4845360824766]
[107495,"Ex9BL-H 1P+N C20 A 100mA","Komb. FID, Icn=10kA, 1+N - polna, karakt. C, In=20A, IΔn=100mA, tip A",10380.030927835052]
[107496,"Ex9BL-H 1P+N C25 A 100mA","Komb. FID, Icn=10kA, 1+N - polna, karakt. C, In=25A, IΔn=100mA, tip A",10493.546391752578]
[107497,"Ex9BL-H 1P+N C32 A 100mA","Komb. FID, Icn=10kA, 1+N - polna, karakt. C, In=32A, IΔn=100mA, tip A",11332.381443298971]
[107498,"Ex9BL-H 1P+N C40 A 100mA","Komb. FID, Icn=10kA, 1+N - polna, karakt. C, In=40A, IΔn=100mA, tip A",11332.381443298971]
[107541,"Ex9BL-H 1P+N B6 300mA","Komb. FID, Icn=10kA, 1+N - polna, karakt. B, In=6A, IΔn=300mA, tip AC",5370.6082474226814]
[107542,"Ex9BL-H 1P+N B10 300mA","Komb. FID, Icn=10kA, 1+N - polna, karakt. B, In=10A, IΔn=300mA, tip AC",4409.4123711340208]
[107543,"Ex9BL-H 1P+N B13 300mA","Komb. FID, Icn=10kA, 1+N - polna, karakt. B, In=13A, IΔn=300mA, tip AC",5109.6701030927834]
[107544,"Ex9BL-H 1P+N B16 300mA","Komb. FID, Icn=10kA, 1+N - polna, karakt. B, In=16A, IΔn=300mA, tip AC",3392.1958762886602]
[107545,"Ex9BL-H 1P+N B20 300mA","Komb. FID, Icn=10kA, 1+N - polna, karakt. B, In=20A, IΔn=300mA, tip AC",5280.6804123711345]
[107546,"Ex9BL-H 1P+N B25 300mA","Komb. FID, Icn=10kA, 1+N - polna, karakt. B, In=25A, IΔn=300mA, tip AC",5341.1237113402067]
[107547,"Ex9BL-H 1P+N B32 300mA","Komb. FID, Icn=10kA, 1+N - polna, karakt. B, In=32A, IΔn=300mA, tip AC",5765.7010309278357]
[107548,"Ex9BL-H 1P+N B40 300mA","Komb. FID, Icn=10kA, 1+N - polna, karakt. B, In=40A, IΔn=300mA, tip AC",5765.7010309278357]
[107551,"Ex9BL-H 1P+N C6  300mA","Komb. FID, Icn=10kA, 1+N - polna, karakt. C, In=6A, IΔn=300mA, tip AC",4670.3505154639179]
[107552,"Ex9BL-H 1P+N C10 300mA","Komb. FID, Icn=10kA, 1+N - polna, karakt. C, In=10A, IΔn=300mA, tip AC",4026.1134020618556]
[107553,"Ex9BL-H 1P+N C13 300mA","Komb. FID, Icn=10kA, 1+N - polna, karakt. C, In=13A, IΔn=300mA, tip AC",4664.4536082474242]
[107554,"Ex9BL-H 1P+N C16 300mA","Komb. FID, Icn=10kA, 1+N - polna, karakt. C, In=16A, IΔn=300mA, tip AC",3392.1958762886602]
[107555,"Ex9BL-H 1P+N C20 300mA","Komb. FID, Icn=10kA, 1+N - polna, karakt. C, In=20A, IΔn=300mA, tip AC",4820.7216494845361]
[107556,"Ex9BL-H 1P+N C25 300mA","Komb. FID, Icn=10kA, 1+N - polna, karakt. C, In=25A, IΔn=300mA, tip AC",4875.2680412371137]
[107557,"Ex9BL-H 1P+N C32 300mA","Komb. FID, Icn=10kA, 1+N - polna, karakt. C, In=32A, IΔn=300mA, tip AC",5265.9381443298971]
[107558,"Ex9BL-H 1P+N C40 300mA","Komb. FID, Icn=10kA, 1+N - polna, karakt. C, In=40A, IΔn=300mA, tip AC",5265.9381443298971]
[107561,"Ex9BL-H 1P+N B6 A 300mA","Komb. FID, Icn=10kA, 1+N - polna, karakt. B, In=6A, IΔn=300mA, tip A",10029.16494845361]
[107562,"Ex9BL-H 1P+N B10 A 300mA","Komb. FID, Icn=10kA, 1+N - polna, karakt. B, In=10A, IΔn=300mA, tip A",8229.1340206185596]
[107563,"Ex9BL-H 1P+N B13 A 300mA","Komb. FID, Icn=10kA, 1+N - polna, karakt. B, In=13A, IΔn=300mA, tip A",9535.2989690721679]
[107564,"Ex9BL-H 1P+N B16 A 300mA","Komb. FID, Icn=10kA, 1+N - polna, karakt. B, In=16A, IΔn=300mA, tip A",8450.2680412371137]
[107565,"Ex9BL-H 1P+N B20 A 300mA","Komb. FID, Icn=10kA, 1+N - polna, karakt. B, In=20A, IΔn=300mA, tip A",9861.1030927835054]
[107566,"Ex9BL-H 1P+N B25 A 300mA","Komb. FID, Icn=10kA, 1+N - polna, karakt. B, In=25A, IΔn=300mA, tip A",9970.1958762886588]
[107567,"Ex9BL-H 1P+N B32 A 300mA","Komb. FID, Icn=10kA, 1+N - polna, karakt. B, In=32A, IΔn=300mA, tip A",10766.278350515466]
[107568,"Ex9BL-H 1P+N B40 A 300mA","Komb. FID, Icn=10kA, 1+N - polna, karakt. B, In=40A, IΔn=300mA, tip A",10766.278350515466]
[107571,"Ex9BL-H 1P+N C6  A 300mA ","Komb. FID, Icn=10kA, 1+N - polna, karakt. C, In=6A, IΔn=300mA, tip A",9131.360824742269]
[107572,"Ex9BL-H 1P+N C10 A 300mA","Komb. FID, Icn=10kA, 1+N - polna, karakt. C, In=10A, IΔn=300mA, tip A",7493.494845360824]
[107573,"Ex9BL-H 1P+N C13 A 300mA","Komb. FID, Icn=10kA, 1+N - polna, karakt. C, In=13A, IΔn=300mA, tip A",8684.6701030927834]
[107574,"Ex9BL-H 1P+N C16 A 300mA","Komb. FID, Icn=10kA, 1+N - polna, karakt. C, In=16A, IΔn=300mA, tip A",7692.5154639175262]
[107575,"Ex9BL-H 1P+N C20 A 300mA","Komb. FID, Icn=10kA, 1+N - polna, karakt. C, In=20A, IΔn=300mA, tip A",8979.5154639175253]
[107576,"Ex9BL-H 1P+N C25 A 300mA","Komb. FID, Icn=10kA, 1+N - polna, karakt. C, In=25A, IΔn=300mA, tip A",9076.8144329896895]
[107577,"Ex9BL-H 1P+N C32 A 300mA","Komb. FID, Icn=10kA, 1+N - polna, karakt. C, In=32A, IΔn=300mA, tip A",9805.0824742268051]
[107578,"Ex9BL-H 1P+N C40 A 300mA","Komb. FID, Icn=10kA, 1+N - polna, karakt. C, In=40A, IΔn=300mA, tip A",9805.0824742268051]
[]
["Residual Current Breakers with Overload protection Ex9BL-N, 6 kA"]
[107619,"Ex9BL-N 1P+N B6 30mA","Komb. FID, Icn=6kA, 1+N - polna, karakt. B, In=6A, IΔn=30mA, tip AC",3909.649484536083]
[107620,"Ex9BL-N 1P+N B10 30mA","Komb. FID, Icn=6kA, 1+N - polna, karakt. B, In=10A, IΔn=30mA, tip AC",2796.6082474226805]
[107621,"Ex9BL-N 1P+N B13 30mA","Komb. FID, Icn=6kA, 1+N - polna, karakt. B, In=13A, IΔn=30mA, tip AC",2923.3917525773199]
[107622,"Ex9BL-N 1P+N B16 30mA","Komb. FID, Icn=6kA, 1+N - polna, karakt. B, In=16A, IΔn=30mA, tip AC",2366.1340206185569]
[107623,"Ex9BL-N 1P+N B20 30mA","Komb. FID, Icn=6kA, 1+N - polna, karakt. B, In=20A, IΔn=30mA, tip AC",2671.2989690721652]
[107624,"Ex9BL-N 1P+N B25 30mA","Komb. FID, Icn=6kA, 1+N - polna, karakt. B, In=25A, IΔn=30mA, tip AC",2746.4845360824747]
[107625,"Ex9BL-N 1P+N B32 30mA","Komb. FID, Icn=6kA, 1+N - polna, karakt. B, In=32A, IΔn=30mA, tip AC",3894.9072164948461]
[107626,"Ex9BL-N 1P+N B40 30mA","Komb. FID, Icn=6kA, 1+N - polna, karakt. B, In=40A, IΔn=30mA, tip AC",4284.1030927835054]
[107627,"Ex9BL-N 1P+N C6 30mA","Komb. FID, Icn=6kA, 1+N - polna, karakt. C, In=6A, IΔn=30mA, tip AC",3909.649484536083]
[107628,"Ex9BL-N 1P+N C10 30mA","Komb. FID, Icn=6kA, 1+N - polna, karakt. C, In=10A, IΔn=30mA, tip AC",3231.5051546391755]
[107629,"Ex9BL-N 1P+N C13 30mA","Komb. FID, Icn=6kA, 1+N - polna, karakt. C, In=13A, IΔn=30mA, tip AC",3355.3402061855681]
[107630,"Ex9BL-N 1P+N C16 30mA","Komb. FID, Icn=6kA, 1+N - polna, karakt. C, In=16A, IΔn=30mA, tip AC",2366.1340206185569]
[107631,"Ex9BL-N 1P+N C20 30mA","Komb. FID, Icn=6kA, 1+N - polna, karakt. C, In=20A, IΔn=30mA, tip AC",2671.2989690721652]
[107632,"Ex9BL-N 1P+N C25 30mA","Komb. FID, Icn=6kA, 1+N - polna, karakt. C, In=25A, IΔn=30mA, tip AC",2746.4845360824747]
[107633,"Ex9BL-N 1P+N C32 30mA","Komb. FID, Icn=6kA, 1+N - polna, karakt. C, In=32A, IΔn=30mA, tip AC",3894.9072164948461]
[107634,"Ex9BL-N 1P+N C40 30mA","Komb. FID, Icn=6kA, 1+N - polna, karakt. C, In=40A, IΔn=30mA, tip AC",4288.5257731958773]
[107635,"Ex9BL-N 1P+N B6 A 30mA","Komb. FID, Icn=6kA, 1+N - polna, karakt. B, In=6A, IΔn=30mA, tip A",4300.3195876288664]
[107636,"Ex9BL-N 1P+N B10 A 30mA","Komb. FID, Icn=6kA, 1+N - polna, karakt. B, In=10A, IΔn=30mA, tip A",3945.0309278350524]
[107637,"Ex9BL-N 1P+N B13 A 30mA","Komb. FID, Icn=6kA, 1+N - polna, karakt. B, In=13A, IΔn=30mA, tip A",3945.0309278350524]
[107638,"Ex9BL-N 1P+N B16 A 30mA","Komb. FID, Icn=6kA, 1+N - polna, karakt. B, In=16A, IΔn=30mA, tip A",3330.2783505154639]
[107639,"Ex9BL-N 1P+N B20 A 30mA","Komb. FID, Icn=6kA, 1+N - polna, karakt. B, In=20A, IΔn=30mA, tip A",3639.8659793814436]
[107640,"Ex9BL-N 1P+N B25 A 30mA","Komb. FID, Icn=6kA, 1+N - polna, karakt. B, In=25A, IΔn=30mA, tip A",3735.6907216494837]
[107641,"Ex9BL-N 1P+N B32 A 30mA","Komb. FID, Icn=6kA, 1+N - polna, karakt. B, In=32A, IΔn=30mA, tip A",4285.57731958763]
[107642,"Ex9BL-N 1P+N B40 A 30mA","Komb. FID, Icn=6kA, 1+N - polna, karakt. B, In=40A, IΔn=30mA, tip A",4710.154639175259]
[107643,"Ex9BL-N 1P+N C6 A 30mA","Komb. FID, Icn=6kA, 1+N - polna, karakt. C, In=6A, IΔn=30mA, tip A",4300.3195876288664]
[107644,"Ex9BL-N 1P+N C10 A 30mA","Komb. FID, Icn=6kA, 1+N - polna, karakt. C, In=10A, IΔn=30mA, tip A",3945.0309278350524]
[107645,"Ex9BL-N 1P+N C13 A 30mA","Komb. FID, Icn=6kA, 1+N - polna, karakt. C, In=13A, IΔn=30mA, tip A",3945.0309278350524]
[107646,"Ex9BL-N 1P+N C16 A 30mA","Komb. FID, Icn=6kA, 1+N - polna, karakt. C, In=16A, IΔn=30mA, tip A",3330.2783505154639]
[107647,"Ex9BL-N 1P+N C20 A 30mA","Komb. FID, Icn=6kA, 1+N - polna, karakt. C, In=20A, IΔn=30mA, tip A",3639.8659793814436]
[107648,"Ex9BL-N 1P+N C25 A 30mA","Komb. FID, Icn=6kA, 1+N - polna, karakt. C, In=25A, IΔn=30mA, tip A",4021.6907216494851]
[107649,"Ex9BL-N 1P+N C32 A 30mA","Komb. FID, Icn=6kA, 1+N - polna, karakt. C, In=32A, IΔn=30mA, tip A",4285.57731958763]
[107650,"Ex9BL-N 1P+N C40 A 30mA","Komb. FID, Icn=6kA, 1+N - polna, karakt. C, In=40A, IΔn=30mA, tip A",4714.57731958763]
[107651,"Ex9BL-N 1P+N B6 100mA","Komb. FID, Icn=6kA, 1+N - polna, karakt. B, In=6A, IΔn=100mA, tip AC",4104.2474226804125]
[107652,"Ex9BL-N 1P+N B10 100mA","Komb. FID, Icn=6kA, 1+N - polna, karakt. B, In=10A, IΔn=100mA, tip AC",3765.1752577319585]
[107653,"Ex9BL-N 1P+N B13 100mA","Komb. FID, Icn=6kA, 1+N - polna, karakt. B, In=13A, IΔn=100mA, tip AC",3765.1752577319585]
[107654,"Ex9BL-N 1P+N B16 100mA","Komb. FID, Icn=6kA, 1+N - polna, karakt. B, In=16A, IΔn=100mA, tip AC",3176.9587628865984]
[107655,"Ex9BL-N 1P+N B20 100mA","Komb. FID, Icn=6kA, 1+N - polna, karakt. B, In=20A, IΔn=100mA, tip AC",3471.8041237113403]
[107656,"Ex9BL-N 1P+N B25 100mA","Komb. FID, Icn=6kA, 1+N - polna, karakt. B, In=25A, IΔn=100mA, tip AC",3564.6804123711349]
[107657,"Ex9BL-N 1P+N B32 100mA","Komb. FID, Icn=6kA, 1+N - polna, karakt. B, In=32A, IΔn=100mA, tip AC",4089.5051546391755]
[107658,"Ex9BL-N 1P+N B40 100mA","Komb. FID, Icn=6kA, 1+N - polna, karakt. B, In=40A, IΔn=100mA, tip AC",4497.865979381444]
[107659,"Ex9BL-N 1P+N C6  100mA","Komb. FID, Icn=6kA, 1+N - polna, karakt. C, In=6A, IΔn=100mA, tip AC",4104.2474226804125]
[107660,"Ex9BL-N 1P+N C10 100mA","Komb. FID, Icn=6kA, 1+N - polna, karakt. C, In=10A, IΔn=100mA, tip AC",3765.1752577319585]
[107661,"Ex9BL-N 1P+N C13 100mA","Komb. FID, Icn=6kA, 1+N - polna, karakt. C, In=13A, IΔn=100mA, tip AC",3765.1752577319585]
[107662,"Ex9BL-N 1P+N C16 100mA","Komb. FID, Icn=6kA, 1+N - polna, karakt. C, In=16A, IΔn=100mA, tip AC",3176.9587628865984]
[107663,"Ex9BL-N 1P+N C20 100mA","Komb. FID, Icn=6kA, 1+N - polna, karakt. C, In=20A, IΔn=100mA, tip AC",3471.8041237113403]
[107664,"Ex9BL-N 1P+N C25 100mA","Komb. FID, Icn=6kA, 1+N - polna, karakt. C, In=25A, IΔn=100mA, tip AC",3840.360824742269]
[107665,"Ex9BL-N 1P+N C32 100mA","Komb. FID, Icn=6kA, 1+N - polna, karakt. C, In=32A, IΔn=100mA, tip AC",4089.5051546391755]
[107666,"Ex9BL-N 1P+N C40  100mA","Komb. FID, Icn=6kA, 1+N - polna, karakt. C, In=40A, IΔn=100mA, tip AC",4503.7628865979395]
[107667,"Ex9BL-N 1P+N B6 A 100mA","Komb. FID, Icn=6kA, 1+N - polna, karakt. B, In=6A, IΔn=100mA, tip A",4515.5567010309287]
[107668,"Ex9BL-N 1P+N B10 A 100mA","Komb. FID, Icn=6kA, 1+N - polna, karakt. B, In=10A, IΔn=100mA, tip A",4141.1030927835063]
[107669,"Ex9BL-N 1P+N B13 A 100mA","Komb. FID, Icn=6kA, 1+N - polna, karakt. B, In=13A, IΔn=100mA, tip A",4141.1030927835063]
[107670,"Ex9BL-N 1P+N B16 A 100mA","Komb. FID, Icn=6kA, 1+N - polna, karakt. B, In=16A, IΔn=100mA, tip A",3495.3917525773195]
[107671,"Ex9BL-N 1P+N B20 A 100mA","Komb. FID, Icn=6kA, 1+N - polna, karakt. B, In=20A, IΔn=100mA, tip A",3822.6701030927834]
[107672,"Ex9BL-N 1P+N B25 A 100mA","Komb. FID, Icn=6kA, 1+N - polna, karakt. B, In=25A, IΔn=100mA, tip A",3919.9690721649486]
[107673,"Ex9BL-N 1P+N B32 A 100mA","Komb. FID, Icn=6kA, 1+N - polna, karakt. B, In=32A, IΔn=100mA, tip A",4499.3402061855668]
[107674,"Ex9BL-N 1P+N B40 A 100mA","Komb. FID, Icn=6kA, 1+N - polna, karakt. B, In=40A, IΔn=100mA, tip A",4946.0309278350505]
[107675,"Ex9BL-N 1P+N C6  A 100mA ","Komb. FID, Icn=6kA, 1+N - polna, karakt. C, In=6A, IΔn=100mA, tip A",4515.5567010309287]
[107676,"Ex9BL-N 1P+N C10 A 100mA","Komb. FID, Icn=6kA, 1+N - polna, karakt. C, In=10A, IΔn=100mA, tip A",4141.1030927835063]
[107677,"Ex9BL-N 1P+N C13 A 100mA","Komb. FID, Icn=6kA, 1+N - polna, karakt. C, In=13A, IΔn=100mA, tip A",4141.1030927835063]
[107678,"Ex9BL-N 1P+N C16 A 100mA","Komb. FID, Icn=6kA, 1+N - polna, karakt. C, In=16A, IΔn=100mA, tip A",3495.3917525773195]
[107679,"Ex9BL-N 1P+N C20 A 100mA","Komb. FID, Icn=6kA, 1+N - polna, karakt. C, In=20A, IΔn=100mA, tip A",3822.6701030927834]
[107680,"Ex9BL-N 1P+N C25 A 100mA","Komb. FID, Icn=6kA, 1+N - polna, karakt. C, In=25A, IΔn=100mA, tip A",4222.1855670103087]
[107681,"Ex9BL-N 1P+N C32 A 100mA","Komb. FID, Icn=6kA, 1+N - polna, karakt. C, In=32A, IΔn=100mA, tip A",4499.3402061855668]
[107682,"Ex9BL-N 1P+N C40 A 100mA","Komb. FID, Icn=6kA, 1+N - polna, karakt. C, In=40A, IΔn=100mA, tip A",4953.4020618556715]
[107683,"Ex9BL-N 1P+N B6 300mA","Komb. FID, Icn=6kA, 1+N - polna, karakt. B, In=6A, IΔn=300mA, tip AC",4104.2474226804125]
[107684,"Ex9BL-N 1P+N B10 300mA","Komb. FID, Icn=6kA, 1+N - polna, karakt. B, In=10A, IΔn=300mA, tip AC",3765.1752577319585]
[107685,"Ex9BL-N 1P+N B13 300mA","Komb. FID, Icn=6kA, 1+N - polna, karakt. B, In=13A, IΔn=300mA, tip AC",3765.1752577319585]
[107686,"Ex9BL-N 1P+N B16 300mA","Komb. FID, Icn=6kA, 1+N - polna, karakt. B, In=16A, IΔn=300mA, tip AC",3176.9587628865984]
[107687,"Ex9BL-N 1P+N B20 300mA","Komb. FID, Icn=6kA, 1+N - polna, karakt. B, In=20A, IΔn=300mA, tip AC",3471.8041237113403]
[107688,"Ex9BL-N 1P+N B25 300mA","Komb. FID, Icn=6kA, 1+N - polna, karakt. B, In=25A, IΔn=300mA, tip AC",3564.6804123711349]
[107689,"Ex9BL-N 1P+N B32 300mA","Komb. FID, Icn=6kA, 1+N - polna, karakt. B, In=32A, IΔn=300mA, tip AC",4089.5051546391755]
[107690,"Ex9BL-N 1P+N B40 300mA","Komb. FID, Icn=6kA, 1+N - polna, karakt. B, In=40A, IΔn=300mA, tip AC",4497.865979381444]
[107691,"Ex9BL-N 1P+N C6  300mA","Komb. FID, Icn=6kA, 1+N - polna, karakt. C, In=6A, IΔn=300mA, tip AC",4104.2474226804125]
[107692,"Ex9BL-N 1P+N C10 300mA","Komb. FID, Icn=6kA, 1+N - polna, karakt. C, In=10A, IΔn=300mA, tip AC",3765.1752577319585]
[107693,"Ex9BL-N 1P+N C13 300mA","Komb. FID, Icn=6kA, 1+N - polna, karakt. C, In=13A, IΔn=300mA, tip AC",3765.1752577319585]
[107694,"Ex9BL-N 1P+N C16 300mA","Komb. FID, Icn=6kA, 1+N - polna, karakt. C, In=16A, IΔn=300mA, tip AC",3176.9587628865984]
[107695,"Ex9BL-N 1P+N C20 300mA","Komb. FID, Icn=6kA, 1+N - polna, karakt. C, In=20A, IΔn=300mA, tip AC",3471.8041237113403]
[107696,"Ex9BL-N 1P+N C25 300mA","Komb. FID, Icn=6kA, 1+N - polna, karakt. C, In=25A, IΔn=300mA, tip AC",3840.360824742269]
[107697,"Ex9BL-N 1P+N C32 300mA","Komb. FID, Icn=6kA, 1+N - polna, karakt. C, In=32A, IΔn=300mA, tip AC",4089.5051546391755]
[107698,"Ex9BL-N 1P+N C40 300mA","Komb. FID, Icn=6kA, 1+N - polna, karakt. C, In=40A, IΔn=300mA, tip AC",4503.7628865979395]
[107699,"Ex9BL-N 1P+N B6 A 300mA","Komb. FID, Icn=6kA, 1+N - polna, karakt. B, In=6A, IΔn=300mA, tip A",4515.5567010309287]
[107700,"Ex9BL-N 1P+N B10 A 300mA","Komb. FID, Icn=6kA, 1+N - polna, karakt. B, In=10A, IΔn=300mA, tip A",4141.1030927835063]
[107701,"Ex9BL-N 1P+N B13 A 300mA","Komb. FID, Icn=6kA, 1+N - polna, karakt. B, In=13A, IΔn=300mA, tip A",4141.1030927835063]
[107702,"Ex9BL-N 1P+N B16 A 300mA","Komb. FID, Icn=6kA, 1+N - polna, karakt. B, In=16A, IΔn=300mA, tip A",3495.3917525773195]
[107703,"Ex9BL-N 1P+N B20 A 300mA","Komb. FID, Icn=6kA, 1+N - polna, karakt. B, In=20A, IΔn=300mA, tip A",3822.6701030927834]
[107704,"Ex9BL-N 1P+N B25 A 300mA","Komb. FID, Icn=6kA, 1+N - polna, karakt. B, In=25A, IΔn=300mA, tip A",3919.9690721649486]
[107705,"Ex9BL-N 1P+N B32 A 300mA","Komb. FID, Icn=6kA, 1+N - polna, karakt. B, In=32A, IΔn=300mA, tip A",4499.3402061855668]
[107706,"Ex9BL-N 1P+N B40 A 300mA","Komb. FID, Icn=6kA, 1+N - polna, karakt. B, In=40A, IΔn=300mA, tip A",4946.0309278350505]
[107707,"Ex9BL-N 1P+N C6 A 300mA","Komb. FID, Icn=6kA, 1+N - polna, karakt. C, In=6A, IΔn=300mA, tip A",4515.5567010309287]
[107708,"Ex9BL-N 1P+N C10 A 300mA","Komb. FID, Icn=6kA, 1+N - polna, karakt. C, In=10A, IΔn=300mA, tip A",4141.1030927835063]
[107709,"Ex9BL-N 1P+N C13 A 300mA","Komb. FID, Icn=6kA, 1+N - polna, karakt. C, In=13A, IΔn=300mA, tip A",4141.1030927835063]
[107710,"Ex9BL-N 1P+N C16 A 300mA","Komb. FID, Icn=6kA, 1+N - polna, karakt. C, In=16A, IΔn=300mA, tip A",3495.3917525773195]
[107711,"Ex9BL-N 1P+N C20 A 300mA","Komb. FID, Icn=6kA, 1+N - polna, karakt. C, In=20A, IΔn=300mA, tip A",3822.6701030927834]
[107712,"Ex9BL-N 1P+N C25 A 300mA","Komb. FID, Icn=6kA, 1+N - polna, karakt. C, In=25A, IΔn=300mA, tip A",4222.1855670103087]
[107713,"Ex9BL-N 1P+N C32 A 300mA","Komb. FID, Icn=6kA, 1+N - polna, karakt. C, In=32A, IΔn=300mA, tip A",4499.3402061855668]
[107714,"Ex9BL-N 1P+N C40 A 300mA","Komb. FID, Icn=6kA, 1+N - polna, karakt. C, In=40A, IΔn=300mA, tip A",4953.4020618556715]
[]
["Residual Current circuit Breaker with Overload protection Ex9NL-N 3P+N, 6 kA"]
[111496,"Ex9NL-N 3P+N B10 30mA EU","Komb. sklopka za zaštitu od dif. struje, Icn=6kA, 3+N polna, kar. B, In=10A, IΔn=30mA, tip AC",4144.0515463917527]
[111497,"Ex9NL-N 3P+N B13 30mA EU","Komb. sklopka za zaštitu od dif. struje, Icn=6kA, 3+N polna, kar. B, In=13A, IΔn=30mA, tip AC",4144.0515463917527]
[111498,"Ex9NL-N 3P+N B16 30mA EU","Komb. sklopka za zaštitu od dif. struje, Icn=6kA, 3+N polna, kar. B, In=16A, IΔn=30mA, tip AC",4144.0515463917527]
[111499,"Ex9NL-N 3P+N B20 30mA EU","Komb. sklopka za zaštitu od dif. struje, Icn=6kA, 3+N polna, kar. B, In=20A, IΔn=30mA, tip AC",4144.0515463917527]
[111500,"Ex9NL-N 3P+N B25 30mA EU","Komb. sklopka za zaštitu od dif. struje, Icn=6kA, 3+N polna, kar. B, In=25A, IΔn=30mA, tip AC",4533.2474226804134]
[111501,"Ex9NL-N 3P+N B32 30mA EU","Komb. sklopka za zaštitu od dif. struje, Icn=6kA, 3+N polna, kar. B, In=32A, IΔn=30mA, tip AC",4533.2474226804134]
[111502,"Ex9NL-N 3P+N B40 30mA EU","Komb. sklopka za zaštitu od dif. struje, Icn=6kA, 3+N polna, kar. B, In=40A, IΔn=30mA, tip AC",4836.938144329898]
[111504,"Ex9NL-N 3P+N B10 300mA EU","Komb. sklopka za zaštitu od dif. struje, Icn=6kA, 3+N polna, kar. B, In=10A, IΔn=300mA, tip AC",4670.3505154639179]
[111505,"Ex9NL-N 3P+N B13 300mA EU","Komb. sklopka za zaštitu od dif. struje, Icn=6kA, 3+N polna, kar. B, In=13A, IΔn=300mA, tip AC",4267.8865979381444]
[111506,"Ex9NL-N 3P+N B16 300mA EU","Komb. sklopka za zaštitu od dif. struje, Icn=6kA, 3+N polna, kar. B, In=16A, IΔn=300mA, tip AC",4267.8865979381444]
[111507,"Ex9NL-N 3P+N B20 300mA EU","Komb. sklopka za zaštitu od dif. struje, Icn=6kA, 3+N polna, kar. B, In=20A, IΔn=300mA, tip AC",4267.8865979381444]
[111508,"Ex9NL-N 3P+N B25 300mA EU","Komb. sklopka za zaštitu od dif. struje, Icn=6kA, 3+N polna, kar. B, In=25A, IΔn=300mA, tip AC",4267.8865979381444]
[111509,"Ex9NL-N 3P+N B32 300mA EU","Komb. sklopka za zaštitu od dif. struje, Icn=6kA, 3+N polna, kar. B, In=32A, IΔn=300mA, tip AC",4670.3505154639179]
[111510,"Ex9NL-N 3P+N B40 300mA EU","Komb. sklopka za zaštitu od dif. struje, Icn=6kA, 3+N polna, kar. B, In=40A, IΔn=300mA, tip AC",4670.3505154639179]
[111511,"Ex9NL-N 3P+N C6 30mA EU","Komb. sklopka za zaštitu od dif. struje, Icn=6kA, 3+N polna, kar. C, In=6A, IΔn=30mA, tip AC",4982.8865979381435]
[111512,"Ex9NL-N 3P+N C10 30mA EU","Komb. sklopka za zaštitu od dif. struje, Icn=6kA, 3+N polna, kar. C, In=10A, IΔn=30mA, tip AC",4144.0515463917527]
[111513,"Ex9NL-N 3P+N C13 30mA EU","Komb. sklopka za zaštitu od dif. struje, Icn=6kA, 3+N polna, kar. C, In=13A, IΔn=30mA, tip AC",4144.0515463917527]
[111514,"Ex9NL-N 3P+N C16 30mA EU","Komb. sklopka za zaštitu od dif. struje, Icn=6kA, 3+N polna, kar. C, In=16A, IΔn=30mA, tip AC",4144.0515463917527]
[111515,"Ex9NL-N 3P+N C20 30mA EU","Komb. sklopka za zaštitu od dif. struje, Icn=6kA, 3+N polna, kar. C, In=20A, IΔn=30mA, tip AC",4144.0515463917527]
[111516,"Ex9NL-N 3P+N C25 30mA EU","Komb. sklopka za zaštitu od dif. struje, Icn=6kA, 3+N polna, kar. C, In=25A, IΔn=30mA, tip AC",4533.2474226804134]
[111517,"Ex9NL-N 3P+N C32 30mA EU","Komb. sklopka za zaštitu od dif. struje, Icn=6kA, 3+N polna, kar. C, In=32A, IΔn=30mA, tip AC",4533.2474226804134]
[111518,"Ex9NL-N 3P+N C40 30mA EU","Komb. sklopka za zaštitu od dif. struje, Icn=6kA, 3+N polna, kar. C, In=40A, IΔn=30mA, tip AC",4836.938144329898]
[111519,"Ex9NL-N 3P+N C6 300mA EU","Komb. sklopka za zaštitu od dif. struje, Icn=6kA, 3+N polna, kar. C, In=6A, IΔn=300mA, tip AC",4670.3505154639179]
[111520,"Ex9NL-N 3P+N C10 300mA EU","Komb. sklopka za zaštitu od dif. struje, Icn=6kA, 3+N polna, kar. C, In=10A, IΔn=300mA, tip AC",4267.8865979381444]
[111521,"Ex9NL-N 3P+N C13 300mA EU","Komb. sklopka za zaštitu od dif. struje, Icn=6kA, 3+N polna, kar. C, In=13A, IΔn=300mA, tip AC",4267.8865979381444]
[111522,"Ex9NL-N 3P+N C16 300mA EU","Komb. sklopka za zaštitu od dif. struje, Icn=6kA, 3+N polna, kar. C, In=16A, IΔn=300mA, tip AC",4267.8865979381444]
[111523,"Ex9NL-N 3P+N C20 300mA EU","Komb. sklopka za zaštitu od dif. struje, Icn=6kA, 3+N polna, kar. C, In=20A, IΔn=300mA, tip AC",4267.8865979381444]
[111524,"Ex9NL-N 3P+N C25 300mA EU","Komb. sklopka za zaštitu od dif. struje, Icn=6kA, 3+N polna, kar. C, In=25A, IΔn=300mA, tip AC",4670.3505154639179]
[111525,"Ex9NL-N 3P+N C32 300mA EU","Komb. sklopka za zaštitu od dif. struje, Icn=6kA, 3+N polna, kar. C, In=32A, IΔn=300mA, tip AC",4670.3505154639179]
[111526,"Ex9NL-N 3P+N C40 300mA EU","Komb. sklopka za zaštitu od dif. struje, Icn=6kA, 3+N polna, kar. C, In=40A, IΔn=300mA, tip AC",4982.8865979381435]
[111528,"Ex9NL-N 3P+N B10 A 30mA EU","Komb. sklopka za zaštitu od dif. struje, Icn=6kA, 3+N polna, kar. B, In=10A, IΔn=30mA, tip A",4604.0103092783511]
[111529,"Ex9NL-N 3P+N B13 A 30mA EU","Komb. sklopka za zaštitu od dif. struje, Icn=6kA, 3+N polna, kar. B, In=13A, IΔn=30mA, tip A",4604.0103092783511]
[111530,"Ex9NL-N 3P+N B16 A 30mA EU","Komb. sklopka za zaštitu od dif. struje, Icn=6kA, 3+N polna, kar. B, In=16A, IΔn=30mA, tip A",4604.0103092783511]
[111531,"Ex9NL-N 3P+N B20 A 30mA EU","Komb. sklopka za zaštitu od dif. struje, Icn=6kA, 3+N polna, kar. B, In=20A, IΔn=30mA, tip A",4604.0103092783511]
[111532,"Ex9NL-N 3P+N B25 A 30mA EU","Komb. sklopka za zaštitu od dif. struje, Icn=6kA, 3+N polna, kar. B, In=25A, IΔn=30mA, tip A",5037.4329896907229]
[111533,"Ex9NL-N 3P+N B32 A 30mA EU","Komb. sklopka za zaštitu od dif. struje, Icn=6kA, 3+N polna, kar. B, In=32A, IΔn=30mA, tip A",5037.4329896907229]
[111534,"Ex9NL-N 3P+N B40 A 30mA EU","Komb. sklopka za zaštitu od dif. struje, Icn=6kA, 3+N polna, kar. B, In=40A, IΔn=30mA, tip A",5373.5567010309287]
[111536,"Ex9NL-N 3P+N B10 A 300mA EU","Komb. sklopka za zaštitu od dif. struje, Icn=6kA, 3+N polna, kar. B, In=10A, IΔn=300mA, tip A",5189.2783505154648]
[111537,"Ex9NL-N 3P+N B13 A 300mA EU","Komb. sklopka za zaštitu od dif. struje, Icn=6kA, 3+N polna, kar. B, In=13A, IΔn=300mA, tip A",4742.5876288659802]
[111538,"Ex9NL-N 3P+N B16 A 300mA EU","Komb. sklopka za zaštitu od dif. struje, Icn=6kA, 3+N polna, kar. B, In=16A, IΔn=300mA, tip A",4742.5876288659802]
[111539,"Ex9NL-N 3P+N B20 A 300mA EU","Komb. sklopka za zaštitu od dif. struje, Icn=6kA, 3+N polna, kar. B, In=20A, IΔn=300mA, tip A",4742.5876288659802]
[111540,"Ex9NL-N 3P+N B25 A 300mA EU","Komb. sklopka za zaštitu od dif. struje, Icn=6kA, 3+N polna, kar. B, In=25A, IΔn=300mA, tip A",4742.5876288659802]
[111541,"Ex9NL-N 3P+N B32 A 300mA EU","Komb. sklopka za zaštitu od dif. struje, Icn=6kA, 3+N polna, kar. B, In=32A, IΔn=300mA, tip A",5189.2783505154648]
[111542,"Ex9NL-N 3P+N B40 A 300mA EU","Komb. sklopka za zaštitu od dif. struje, Icn=6kA, 3+N polna, kar. B, In=40A, IΔn=300mA, tip A",5189.2783505154648]
[111543,"Ex9NL-N 3P+N C6 A 30mA EU","Komb. sklopka za zaštitu od dif. struje, Icn=6kA, 3+N polna, kar. C, In=6A, IΔn=30mA, tip A",5535.721649484537]
[111544,"Ex9NL-N 3P+N C10 A 30mA EU","Komb. sklopka za zaštitu od dif. struje, Icn=6kA, 3+N polna, kar. C, In=10A, IΔn=30mA, tip A",4604.0103092783511]
[111545,"Ex9NL-N 3P+N C13 A 30mA EU","Komb. sklopka za zaštitu od dif. struje, Icn=6kA, 3+N polna, kar. C, In=13A, IΔn=30mA, tip A",4604.0103092783511]
[111546,"Ex9NL-N 3P+N C16 A 30mA EU","Komb. sklopka za zaštitu od dif. struje, Icn=6kA, 3+N polna, kar. C, In=16A, IΔn=30mA, tip A",4604.0103092783511]
[111547,"Ex9NL-N 3P+N C20 A 30mA EU","Komb. sklopka za zaštitu od dif. struje, Icn=6kA, 3+N polna, kar. C, In=20A, IΔn=30mA, tip A",4604.0103092783511]
[111548,"Ex9NL-N 3P+N C25 A 30mA EU","Komb. sklopka za zaštitu od dif. struje, Icn=6kA, 3+N polna, kar. C, In=25A, IΔn=30mA, tip A",5037.4329896907229]
[111549,"Ex9NL-N 3P+N C32 A 30mA EU","Komb. sklopka za zaštitu od dif. struje, Icn=6kA, 3+N polna, kar. C, In=32A, IΔn=30mA, tip A",5037.4329896907229]
[111550,"Ex9NL-N 3P+N C40 A 30mA EU","Komb. sklopka za zaštitu od dif. struje, Icn=6kA, 3+N polna, kar. C, In=40A, IΔn=30mA, tip A",5373.5567010309287]
[111551,"Ex9NL-N 3P+N C6 A 300mA EU","Komb. sklopka za zaštitu od dif. struje, Icn=6kA, 3+N polna, kar. C, In=6A, IΔn=300mA, tip A",5189.2783505154648]
[111552,"Ex9NL-N 3P+N C10 A 300mA EU","Komb. sklopka za zaštitu od dif. struje, Icn=6kA, 3+N polna, kar. C, In=10A, IΔn=300mA, tip A",4742.5876288659802]
[111553,"Ex9NL-N 3P+N C13 A 300mA EU","Komb. sklopka za zaštitu od dif. struje, Icn=6kA, 3+N polna, kar. C, In=13A, IΔn=300mA, tip A",4742.5876288659802]
[111554,"Ex9NL-N 3P+N C16 A 300mA EU","Komb. sklopka za zaštitu od dif. struje, Icn=6kA, 3+N polna, kar. C, In=16A, IΔn=300mA, tip A",4742.5876288659802]
[111555,"Ex9NL-N 3P+N C20 A 300mA EU","Komb. sklopka za zaštitu od dif. struje, Icn=6kA, 3+N polna, kar. C, In=20A, IΔn=300mA, tip A",4742.5876288659802]
[111556,"Ex9NL-N 3P+N C25 A 300mA EU","Komb. sklopka za zaštitu od dif. struje, Icn=6kA, 3+N polna, kar. C, In=25A, IΔn=300mA, tip A",5189.2783505154648]
[111557,"Ex9NL-N 3P+N C32 A 300mA EU","Komb. sklopka za zaštitu od dif. struje, Icn=6kA, 3+N polna, kar. C, In=32A, IΔn=300mA, tip A",5189.2783505154648]
[111558,"Ex9NL-N 3P+N C40 A 300mA EU","Komb. sklopka za zaštitu od dif. struje, Icn=6kA, 3+N polna, kar. C, In=40A, IΔn=300mA, tip A",5535.721649484537]
[]
["One-module Residual Current circuit Breakers with Overload protection Ex9NLE, 6kA"]
[111146,"Ex9NLE EL 1PN B6 30mA","Elektronska komb. FID, Icn=6kA, 1+N-polna, kar. B, In=6A, IΔn=30mA, tip AC",2528.2989690721647]
[111147,"Ex9NLE EL 1PN B10 30mA","Elektronska komb. FID, Icn=6kA, 1+N-polna, kar. B, In=10A, IΔn=30mA, tip AC",1808.8762886597938]
[111148,"Ex9NLE EL 1PN B16 30mA","Elektronska komb. FID, Icn=6kA, 1+N-polna, kar. B, In=16A, IΔn=30mA, tip AC",1530.2474226804129]
[111149,"Ex9NLE EL 1PN B20 30mA","Elektronska komb. FID, Icn=6kA, 1+N-polna, kar. B, In=20A, IΔn=30mA, tip AC",1727.7938144329898]
[111150,"Ex9NLE EL 1PN B25 30mA","Elektronska komb. FID, Icn=6kA, 1+N-polna, kar. B, In=25A, IΔn=30mA, tip AC",1776.4432989690722]
[111151,"Ex9NLE EL 1PN B32 30mA","Elektronska komb. FID, Icn=6kA, 1+N-polna, kar. B, In=32A, IΔn=30mA, tip AC",2519.4536082474233]
[111152,"Ex9NLE EL 1PN B40 30mA","Elektronska komb. FID, Icn=6kA, 1+N-polna, kar. B, In=40A, IΔn=30mA, tip AC",2771.5463917525776]
[111153,"Ex9NLE EL 1PN C6 30mA","Elektronska komb. FID, Icn=6kA, 1+N-polna, kar. C, In=6A, IΔn=30mA, tip AC",2528.2989690721647]
[111154,"Ex9NLE EL 1PN C10 30mA","Elektronska komb. FID, Icn=6kA, 1+N-polna, kar. C, In=10A, IΔn=30mA, tip AC",2088.9793814432987]
[111155,"Ex9NLE EL 1PN C16 30mA","Elektronska komb. FID, Icn=6kA, 1+N-polna, kar. C, In=16A, IΔn=30mA, tip AC",1530.2474226804129]
[111156,"Ex9NLE EL 1PN C20 30mA","Elektronska komb. FID, Icn=6kA, 1+N-polna, kar. C, In=20A, IΔn=30mA, tip AC",1727.7938144329898]
[111157,"Ex9NLE EL 1PN C25 30mA","Elektronska komb. FID, Icn=6kA, 1+N-polna, kar. C, In=25A, IΔn=30mA, tip AC",1776.4432989690722]
[111158,"Ex9NLE EL 1PN C32 30mA","Elektronska komb. FID, Icn=6kA, 1+N-polna, kar. C, In=32A, IΔn=30mA, tip AC",2519.4536082474233]
[111159,"Ex9NLE EL 1PN C40 30mA","Elektronska komb. FID, Icn=6kA, 1+N-polna, kar. C, In=40A, IΔn=30mA, tip AC",2774.4948453608249]
[111160,"Ex9NLE EL 1PN B6 30mA A","Elektronska komb. FID, Icn=6kA, 1+N-polna, kar. B, In=6A, IΔn=30mA, tip A",2781.8659793814436]
[111161,"Ex9NLE EL 1PN B10 30mA A","Elektronska komb. FID, Icn=6kA, 1+N-polna, kar. B, In=10A, IΔn=30mA, tip A",2550.4123711340208]
[111162,"Ex9NLE EL 1PN B16 30mA A","Elektronska komb. FID, Icn=6kA, 1+N-polna, kar. B, In=16A, IΔn=30mA, tip A",2153.8453608247428]
[111163,"Ex9NLE EL 1PN B20 30mA A","Elektronska komb. FID, Icn=6kA, 1+N-polna, kar. B, In=20A, IΔn=30mA, tip A",2354.3402061855672]
[111164,"Ex9NLE EL 1PN B25 30mA A","Elektronska komb. FID, Icn=6kA, 1+N-polna, kar. B, In=25A, IΔn=30mA, tip A",2416.2577319587635]
[111165,"Ex9NLE EL 1PN B32 30mA A","Elektronska komb. FID, Icn=6kA, 1+N-polna, kar. B, In=32A, IΔn=30mA, tip A",2771.5463917525776]
[111166,"Ex9NLE EL 1PN B40 30mA A","Elektronska komb. FID, Icn=6kA, 1+N-polna, kar. B, In=40A, IΔn=30mA, tip A",3047.2268041237116]
[111167,"Ex9NLE EL 1PN C6 30mA A","Elektronska komb. FID, Icn=6kA, 1+N-polna, kar. C, In=6A, IΔn=30mA, tip A",2781.8659793814436]
[111168,"Ex9NLE EL 1PN C10 30mA A","Elektronska komb. FID, Icn=6kA, 1+N-polna, kar. C, In=10A, IΔn=30mA, tip A",2550.4123711340208]
[111169,"Ex9NLE EL 1PN C16 30mA A","Elektronska komb. FID, Icn=6kA, 1+N-polna, kar. C, In=16A, IΔn=30mA, tip A",2153.8453608247428]
[111170,"Ex9NLE EL 1PN C20 30mA A","Elektronska komb. FID, Icn=6kA, 1+N-polna, kar. C, In=20A, IΔn=30mA, tip A",2354.3402061855672]
[111171,"Ex9NLE EL 1PN C25 30mA A","Elektronska komb. FID, Icn=6kA, 1+N-polna, kar. C, In=25A, IΔn=30mA, tip A",2600.536082474227]
[111172,"Ex9NLE EL 1PN C32 30mA A","Elektronska komb. FID, Icn=6kA, 1+N-polna, kar. C, In=32A, IΔn=30mA, tip A",2771.5463917525776]
[111173,"Ex9NLE EL 1PN C40 30mA A","Elektronska komb. FID, Icn=6kA, 1+N-polna, kar. C, In=40A, IΔn=30mA, tip A",3050.1752577319589]
[]
["RCD add-on blocks Ex9LE"]
[100557,"Ex9LE 10mA 1PN 40A","Modularna FID sklopka za Ex9B, 1+N-polna, In=40A, IΔn=10mA",8523.9793814432996]
[100558,"Ex9LE 10mA 2P 40A","Modularna FID sklopka za Ex9B, 2-polna, In=40A, IΔn=10mA",9628.1752577319603]
[100559,"Ex9LE 10mA 3P 40A","Modularna FID sklopka za Ex9B, 3-polna, In=40A, IΔn=10mA",8476.8041237113393]
[100560,"Ex9LE 10mA 3PN 40A","Modularna FID sklopka za Ex9B, 3+N-polna, In=40A, IΔn=10mA",7388.8247422680424]
[100561,"Ex9LE 10mA 4P 40A","Modularna FID sklopka za Ex9B, 4-polna, In=40A, IΔn=10mA",7430.1030927835063]
[100562,"Ex9LE 10mA 1PN 63A","Modularna FID sklopka za Ex9B, 1+N-polna, In=63A, IΔn=10mA",10058.649484536085]
[100563,"Ex9LE 10mA 2P 63A","Modularna FID sklopka za Ex9B, 2-polna, In=63A, IΔn=10mA",10113.195876288659]
[100564,"Ex9LE 10mA 3P 63A","Modularna FID sklopka za Ex9B, 3-polna, In=63A, IΔn=10mA",8896.9587628865975]
[100565,"Ex9LE 10mA 3PN 63A","Modularna FID sklopka za Ex9B, 3+N-polna, In=63A, IΔn=10mA",7754.4329896907257]
[100566,"Ex9LE 10mA 4P 63A","Modularna FID sklopka za Ex9B, 4-polna, In=63A, IΔn=10mA",7798.6597938144332]
[100567,"Ex9LE 30mA 1PN 40A","Modularna FID sklopka za Ex9B, 1+N-polna, In=40A, IΔn=30mA",8687.6185567010325]
[100568,"Ex9LE 30mA 2P 40A","Modularna FID sklopka za Ex9B, 2-polna, In=40A, IΔn=30mA",8783.443298969074]
[100569,"Ex9LE 30mA 3P 40A","Modularna FID sklopka za Ex9B, 3-polna, In=40A, IΔn=30mA",7577.5257731958773]
[100570,"Ex9LE 30mA 3PN 40A","Modularna FID sklopka za Ex9B, 3+N-polna, In=40A, IΔn=30mA",6467.4329896907211]
[100571,"Ex9LE 30mA 4P 40A","Modularna FID sklopka za Ex9B, 4-polna, In=40A, IΔn=30mA",6591.2680412371155]
[100572,"Ex9LE 30mA 1PN 63A","Modularna FID sklopka za Ex9B, 1+N-polna, In=63A, IΔn=30mA",9116.6185567010325]
[100573,"Ex9LE 30mA 2P 63A","Modularna FID sklopka za Ex9B, 2-polna, In=63A, IΔn=30mA",9213.9175257731968]
[100574,"Ex9LE 30mA 3P 63A","Modularna FID sklopka za Ex9B, 3-polna, In=63A, IΔn=30mA",7954.9278350515469]
[100575,"Ex9LE 30mA 3PN 63A","Modularna FID sklopka za Ex9B, 3+N-polna, In=63A, IΔn=30mA",6779.9690721649504]
[100576,"Ex9LE 30mA 4P 63A","Modularna FID sklopka za Ex9B, 4-polna, In=63A, IΔn=30mA",7032.0618556701056]
[100577,"Ex9LE 100mA 1PN 40A","Modularna FID sklopka za Ex9B, 1+N-polna, In=40A, IΔn=100mA",8121.515463917528]
[100578,"Ex9LE 100mA 2P 40A","Modularna FID sklopka za Ex9B, 2-polna, In=40A, IΔn=100mA",8310.2164948453628]
[100579,"Ex9LE 100mA 3P 40A","Modularna FID sklopka za Ex9B, 3-polna, In=40A, IΔn=100mA",7012.8969072164964]
[100580,"Ex9LE 100mA 3PN 40A","Modularna FID sklopka za Ex9B, 3+N-polna, In=40A, IΔn=100mA",5891.0103092783511]
[100581,"Ex9LE 100mA 4P 40A","Modularna FID sklopka za Ex9B, 4-polna, In=40A, IΔn=100mA",6035.4845360824747]
[100582,"Ex9LE 100mA 1PN 63A","Modularna FID sklopka za Ex9B, 1+N-polna, In=63A, IΔn=100mA",8519.5567010309278]
[100583,"Ex9LE 100mA 2P 63A","Modularna FID sklopka za Ex9B, 2-polna, In=63A, IΔn=100mA",8718.57731958763]
[100584,"Ex9LE 100mA 3P 63A","Modularna FID sklopka za Ex9B, 3-polna, In=63A, IΔn=100mA",7357.8659793814422]
[100585,"Ex9LE 100mA 3PN 63A","Modularna FID sklopka za Ex9B, 3+N-polna, In=63A, IΔn=100mA",6181.4329896907229]
[100586,"Ex9LE 100mA 4P 63A","Modularna FID sklopka za Ex9B, 4-polna, In=63A, IΔn=100mA",6330.3298969072166]
[100587,"Ex9LE 300mA 1PN 40A","Modularna FID sklopka za Ex9B, 1+N-polna, In=40A, IΔn=300mA",7565.7319587628881]
[100588,"Ex9LE 300mA 2P 40A","Modularna FID sklopka za Ex9B, 2-polna, In=40A, IΔn=300mA",7682.1958762886597]
[100589,"Ex9LE 300mA 3P 40A","Modularna FID sklopka za Ex9B, 3-polna, In=40A, IΔn=300mA",6443.8453608247437]
[100590,"Ex9LE 300mA 3PN 40A","Modularna FID sklopka za Ex9B, 3+N-polna, In=40A, IΔn=300mA",5321.9587628865993]
[100591,"Ex9LE 300mA 4P 40A","Modularna FID sklopka za Ex9B, 4-polna, In=40A, IΔn=300mA",5436.9484536082482]
[100592,"Ex9LE 300mA 1PN 63A","Modularna FID sklopka za Ex9B, 1+N-polna, In=63A, IΔn=300mA",7944.6082474226823]
[100593,"Ex9LE 300mA 2P 63A","Modularna FID sklopka za Ex9B, 2-polna, In=63A, IΔn=300mA",8058.1237113402058]
[100594,"Ex9LE 300mA 3P 63A","Modularna FID sklopka za Ex9B, 3-polna, In=63A, IΔn=300mA",6760.8041237113412]
[100595,"Ex9LE 300mA 3PN 63A","Modularna FID sklopka za Ex9B, 3+N-polna, In=63A, IΔn=300mA",5585.8453608247437]
[100596,"Ex9LE 300mA 4P 63A","Modularna FID sklopka za Ex9B, 4-polna, In=63A, IΔn=300mA",5709.6804123711345]
[]
["Energy meter Ex9EM"]
[107281,"Ex9EM 1P 1M 80A MO MT","Energetsko brojilo 1-polno, 1-modul, 80 A, ModBus-komunikacija, Multi-tarifno, LCD displej",5528.3505154639179]
[107282,"Ex9EM 1P 1M 45A 1T","Energetsko brojilo 1-polno, 1-modul, 45 A, 1-tarifno, LCD displej",3874.2680412371137]
[107283,"Ex9EM 1P 1M 45A 1T MCH","Energetsko brojilo 1-polno, 1-modul, 45 A, 1-tarifno, Mechanical displej",3874.2680412371137]
[107284,"Ex9EM 3P 4M CT 1T","Energetsko brojilo 3-polno, 4-modula, strujni transformator, 1-tarifno, LCD displej",12290.628865979383]
[107285,"Ex9EM 3P 4M 80A 1T","Energetsko brojilo 3-polno, 4-modula, 80 A, 1-tarifno, LCD displej",10673.402061855671]
[107286,"Ex9EM 1P 1M 32A 1T","Energetsko brojilo 1-polno, 1-modul, 32 A, 1-tarifno, LCD displej",3334.7010309278353]
[107287,"Ex9EMS 1P 1M 45A 1T","Pametno energetsko brojilo 1- polno,1-modul, 45 A, 1-tarifno, LCD displej",6607.4845360824756]
[107288,"Ex9EMS 1P 1M 45A 2T","Pametno energetsko brojilo 1- polno,1-modul, 45 A, 2-tarifno, LCD displej",6824.1958762886597]
[107289,"Ex9EMS 1P 1M 45A MB 2T","Pametno energetsko brojilo 1- polno,1-modul, 45 A, Mbus-komunikacija, 2-tarifno, LCD displej",8378.0309278350542]
[107290,"Ex9EMS 1P 1M 45A MO 2T","Pametno energetsko brojilo 1- polno,1-modul, 45 A, ModBus-komunikacija, 2-tarifno, LCD displej",7520.0309278350524]
[107291,"Ex9EMS 1P 2M 100A 1T","Pametno energetsko brojilo 1- polno,2-modula, 100 A, 1-tarifno, LCD displej",7329.8556701030921]
[107292,"Ex9EMS 1P 2M 100A 2T","Pametno energetsko brojilo 1- polno,2-modula, 100 A, 2-tarifno, LCD displej",7338.7010309278357]
[107293,"Ex9EMS 1P 2M 100A MB 2T","Pametno energetsko brojilo 1- polno,2-modula, 100 A, Mbus-komunikacija, 2-tarifno, LCD displej",7608.4845360824747]
[107294,"Ex9EMS 1P 2M 100A MO 2T","Pametno energetsko brojilo 1- polno,2-modula, 100 A, ModBus-komunikacija, 2-tarifno, LCD displej",9056.1752577319603]
[107295,"Ex9EMS 3P 4M 100A 2T","Pametno energetsko brojilo 3- polno,4-modula, 100 A, 2-tarifno, LCD displej",15109.350515463919]
[107296,"Ex9EMS 3P 4M 100A MB 2T","Pametno energetsko brojilo 3- polno,4-modula, 100 A, Mbus-komunikacija, 2-tarifno, LCD displej",17767.381443298967]
[107297,"Ex9EMS 3P 4M 100A MO 2T","Pametno energetsko brojilo 3- polno,4-modula, 100 A, ModBus-komunikacija, 2-tarifno, LCD displej",17288.257731958762]
[107298,"Ex9EMS 3P 4M CT 2T","Pametno energetsko brojilo 3- polno,4-modula, strujni transformator, 2-tarifno, LCD displej",15545.721649484536]
[107299,"Ex9EMS 3P 4M CT MB 2T","Pametno energetsko brojilo 3- polno,4-modula, strujni transformator, Mbus-komunikacija, 2-tarifno, LCD displej",17951.659793814433]
[107300,"Ex9EMS 3P 4M CT MO 2T","Pametno energetsko brojilo 3- polno,4-modula, strujni transformator, ModBus-komunikacija, 2-tarifno, LCD displej",18508.917525773199]
[107301,"CT 5/100A SC","Strujni transformator 5/100A, čvrsto jezgro",2237.5144329896912]
[107302,"CT 5/150A SC","Strujni transformator 5/150A, čvrsto jezgro",2237.5144329896912]
[107303,"CT 5/200A SC","Strujni transformator 5/200A, čvrsto jezgro",2237.5144329896912]
[107304,"CT 5/250A SC","Strujni transformator 5/250A, čvrsto jezgro",2237.5144329896912]
[107305,"CT 5/300A SC","Strujni transformator 5/300A, čvrsto jezgro",2237.5144329896912]
[107306,"CT 5/400A SC","Strujni transformator 5/400A, čvrsto jezgro",2237.5144329896912]
[107307,"CT 5/500A SC","Strujni transformator 5/500A, čvrsto jezgro",3038.8505154639179]
[107308,"CT 5/600A SC","Strujni transformator 5/600A, čvrsto jezgro",3160.6752577319594]
[107309,"CT 5/1000A SC","Strujni transformator 5/1000A, čvrsto jezgro",3160.6752577319594]
[107310,"CT 5/100A","Strujni transformator 5/100A, rascepljeno jezgro",3776.5670103092775]
[107311,"CT 5/150A","Strujni transformator 5/150A, rascepljeno jezgro",3776.5670103092775]
[107312,"CT 5/200A","Strujni transformator 5/200A, rascepljeno jezgro",3776.5670103092775]
[107313,"CT 5/250A","Strujni transformator 5/250A, rascepljeno jezgro",3776.5670103092775]
[107314,"CT 5/300A","Strujni transformator 5/300A, rascepljeno jezgro",3776.5670103092775]
[107315,"CT 5/400A","Strujni transformator 5/400A, rascepljeno jezgro",7764.2969072164951]
[107316,"CT 5/600A","Strujni transformator 5/600A, rascepljeno jezgro",7764.2969072164951]
[109855,"IR USB","IR kabl za povezivanje",7758.5876288659811]
[109856,"IR BR 1M","Nosač za IR kabl 1M",1092.4020618556704]
[109857,"IR BR 2M","Nosač za IR kabl 2M",1537.6185567010309]
[109858,"IR BR 4M","Nosač za IR kabl 4M",1598.0618556701031]
[]
["Installation relays and contactors Ex9CH"]
[107010,"Ex9CH20 10 24V 50/60Hz","Instalacioni relej, 20 A, namotaj 24V, 1 NO kontakt",1239.9051546391756]
[107011,"Ex9CH20 10 230V 50/60Hz","Instalacioni relej, 20 A, namotaj 230V, 1 NO kontakt",1188.4680412371133]
[107013,"Ex9CH20 01 24V 50/60Hz","Instalacioni relej, 20 A, namotaj 24V, 1 NC kontakt",1239.9051546391756]
[107014,"Ex9CH20 01 230V 50/60Hz","Instalacioni relej, 20 A, namotaj 230V, 1 NC kontakt",1188.4680412371133]
[102401,"Ex9CH20 11 24V 50/60Hz","Instalacioni relej, 20 A, namotaj 24 V,  1 NC + 1 NO  kontakta",1436.1783505154638]
[102402,"Ex9CH20 11 220/230V 50/60Hz","Instalacioni relej, 20 A, namotaj 220/230 V,  1 NC + 1 NO  kontakta",1436.1783505154638]
[102403,"Ex9CH20 11 240V 50/60Hz","Instalacioni relej, 20 A, namotaj 240 V,  1 NC + 1 NO  kontakta",1530.9309278350518]
[102398,"Ex9CH20 20 24V 50/60Hz","Instalacioni relej, 20 A, namotaj 24 V, 2 NO  kontakta",1436.1783505154638]
[102399,"Ex9CH20 20 220/230V 50/60Hz","Instalacioni relej, 20 A, namotaj 220/230 V, 2 NO  kontakta",1530.9309278350518]
[102400,"Ex9CH20 20 240V 50/60Hz","Instalacioni relej, 20 A, namotaj 240 V, 2 NO  kontakta",1530.9309278350518]
[102404,"Ex9CH20 02 24V 50/60Hz","Instalacioni relej, 20 A, namotaj 24 V, 2 NC  kontakta",1436.1783505154638]
[102405,"Ex9CH20 02 220/230V 50/60Hz","Instalacioni relej, 20 A, namotaj 220/230 V, 2 NC  kontakta",1530.9309278350518]
[102406,"Ex9CH20 02 240V 50/60Hz","Instalacioni relej, 20 A, namotaj 240 V, 2 NC  kontakta",1683.8886597938147]
[102409,"Ex9CH20 22 24V 50/60Hz","Instalacioni relej, 20 A, namotaj 24 V,  2 NC + 2 NO  kontakta",2372.8752577319592]
[102410,"Ex9CH20 22 220/230V 50/60Hz","Instalacioni relej, 20 A, namotaj 220/230 V,  2 NC + 2 NO  kontakta",2238.8680412371136]
[107317,"Ex9CH20 31 24V 50/60Hz","Instalacioni relej, 20 A, namotaj 24 V,  3 NO + 1 NC kontakta",2395.8865979381449]
[107318,"Ex9CH20 31 230V 50/60Hz","Instalacioni relej, 20 A, namotaj 230 V,  3 NO + 1 NC kontakta",2238.8680412371136]
[102407,"Ex9CH20 40 24V 50/60Hz","Instalacioni relej, 20 A, namotaj 24 V, 4 NO  kontakta",2372.8752577319592]
[102408,"Ex9CH20 40 230V 50/60Hz","Instalacioni relej, 20 A, namotaj 230 V, 4 NO  kontakta",2238.8680412371136]
[107321,"Ex9CH25 11 24V 50/60Hz","Instalacioni kontaktor, 25 A, namotaj 24 V,  1 NC + 1 NO  kontakt",1530.9309278350518]
[107322,"Ex9CH25 11 230V 50/60Hz","Instalacioni kontaktor, 25 A, namotaj 230 V,  1 NC + 1 NO  kontakt",1474.0793814432991]
[107319,"Ex9CH25 20 24V 50/60Hz","Instalacioni kontaktor, 25 A, namotaj 24V, 2 NO kontakta",1601.3185567010312]
[107320,"Ex9CH25 20 230V 50/60Hz","Instalacioni kontaktor, 25 A, namotaj 230V, 2 NO kontakta",1490.3226804123713]
[107016,"Ex9CH25 02 24V 50/60Hz","Instalacioni kontaktor, 25 A, namotaj 24V, 2 NC kontakta",1673.0597938144333]
[107017,"Ex9CH25 02 230V 50/60Hz","Instalacioni kontaktor, 25 A, namotaj 230V, 2 NC kontakta",1506.5659793814434]
[102413,"Ex9CH25 22 24V 50/60Hz","Instalacioni kontaktor, 25 A, namotaj 24 V,  2 NC + 2 NO  kontakta",2602.9886597938148]
[102414,"Ex9CH25 22 220/230V 50/60Hz","Instalacioni kontaktor, 25 A, namotaj 220/230 V,  2 NC + 2 NO  kontakta",1693.3639175257736]
[107019,"Ex9CH25 31 24V 50/60Hz","Instalacioni kontaktor, 25 A, namotaj 24V, 3 NO + 1 NC kontakta",2754.5927835051552]
[107020,"Ex9CH25 31 230V 50/60Hz","Instalacioni kontaktor, 25 A, namotaj 230V, 3 NO + 1 NC kontakta",1693.3639175257736]
[102411,"Ex9CH25 40 24V 50/60Hz","Instalacioni kontaktor, 25 A, namotaj 24 V, 4 NO  kontakta",2754.5927835051552]
[102412,"Ex9CH25 40 230V 50/60Hz","Instalacioni kontaktor, 25 A, namotaj 230 V, 4 NO  kontakta",1693.3639175257736]
[102417,"Ex9CH40 11 24V 50/60Hz","Instalacioni kontaktor, 40 A, namotaj 24 V,  1 NC + 1 NO  kontakta",5509.1855670103105]
[102418,"Ex9CH40 11 220/230V 50/60Hz","Instalacioni kontaktor, 40 A, namotaj 220/230 V,  1 NC + 1 NO  kontakta",4592.792783505156]
[102415,"Ex9CH40 20 24V 50/60Hz","Instalacioni kontaktor, 40 A, namotaj 24 V, 2 NO  kontakta",5663.4969072164959]
[102416,"Ex9CH40 20 220/230V 50/60Hz","Instalacioni kontaktor, 40 A, namotaj 220/230 V, 2 NO  kontakta",4219.1969072164948]
[107023,"Ex9CH40 02 24V 50/60Hz","Instalacioni kontaktor, 40 A, namotaj 24V, 2 NC kontakta",5663.4969072164959]
[107024,"Ex9CH40 02 230V 50/60Hz","Instalacioni kontaktor, 40 A, namotaj 230V, 2 NC kontakta",4219.1969072164948]
[107323,"Ex9CH40 22 24V 50/60Hz","Instalacioni kontaktor, 40 A, namotaj 24 V, 2 NO + 2 NC kontakta",5586.3412371134027]
[107324,"Ex9CH40 22 230V 50/60Hz","Instalacioni kontaktor, 40 A, namotaj 230 V, 2 NO + 2 NC kontakta",4219.1969072164948]
[107021,"Ex9CH40 31 24V 50/60Hz","Instalacioni kontaktor, 40 A, namotaj 24V, 3 NO + 1 NC kontakta",5509.1855670103105]
[107022,"Ex9CH40 31 230V 50/60Hz","Instalacioni kontaktor, 40 A, namotaj 230V, 3 NO + 1 NC kontakta",4219.1969072164948]
[102419,"Ex9CH40 40 24V 50/60Hz","Instalacioni kontaktor, 40 A, namotaj 24 V, 4 NO  kontakta",5509.1855670103105]
[102420,"Ex9CH40 40 220/230V 50/60Hz","Instalacioni kontaktor, 40 A, namotaj 220/230 V, 4 NO  kontakta",4219.1969072164948]
[102421,"Ex9CH40 40 240V 50/60Hz","Instalacioni kontaktor, 40 A, namotaj 240 V, 4 NO  kontakta",4744.3969072164946]
[102424,"Ex9CH63 11 24V 50/60Hz","Instalacioni kontaktor, 63 A, namotaj 24 V,  1 NC + 1 NO  kontakta",6887.1587628865991]
[102425,"Ex9CH63 11 220/230V 50/60Hz","Instalacioni kontaktor, 63 A, namotaj 220/230 V,  1 NC + 1 NO  kontakta",4683.4845360824747]
[102422,"Ex9CH63 20 24V 50/60Hz","Instalacioni kontaktor, 63 A, namotaj 24 V, 2 NO  kontakta",6887.1587628865991]
[102423,"Ex9CH63 20 220/230V 50/60Hz","Instalacioni kontaktor, 63 A, namotaj 220/230 V, 2 NO  kontakta",4683.4845360824747]
[107025,"Ex9CH63 02 24V 50/60Hz","Instalacioni kontaktor, 63 A, namotaj 24V, 2 NC kontakta",6887.1587628865991]
[107026,"Ex9CH63 02 230V 50/60Hz","Instalacioni kontaktor, 63 A, namotaj 230V, 2 NC kontakta",4683.4845360824747]
[107325,"Ex9CH63 22 24V 50/60Hz","Instalacioni kontaktor, 63 A, namotaj 24V, 2 NO + 2 NC kontakta",6887.1587628865991]
[107326,"Ex9CH63 22 230V 50/60Hz","Instalacioni kontaktor, 63 A, namotaj 230V, 2 NO + 2 NC kontakta",4683.4845360824747]
[107027,"Ex9CH63 31 24V 50/60Hz","Instalacioni kontaktor, 63 A, namotaj 24V, 3 NO + 1 NC kontakta",6887.1587628865991]
[107028,"Ex9CH63 31 230V 50/60Hz","Instalacioni kontaktor, 63 A, namotaj 230V, 3 NO + 1 NC kontakta",4683.4845360824747]
[102426,"Ex9CH63 40 24V 50/60Hz","Instalacioni kontaktor, 63 A, namotaj 24 V, 4 NO  kontakta",6887.1587628865991]
[102427,"Ex9CH63 40 220/230V 50/60Hz","Instalacioni kontaktor, 63 A, namotaj 220/230 V, 4 NO  kontakta",4683.4845360824747]
[102428,"Ex9CH63 40 240V 50/60Hz","Instalacioni kontaktor, 63 A, namotaj 240 V, 4 NO  kontakta",5816.4546391752583]
[107956,"Ex9CH20 SP","Distancer/separator između Ex9CH uređaja, širina 0.5 MU",66.326804123711341]
[]
["Installation contactor with manual operation, Ex9CH16-63M"]
[111595,"Ex9CH16M 20 24V EU","Instalacioni kontaktor sa tasterom, 16A , 24V AC, 2 NO kontakta",1501.1515463917528]
[111596,"Ex9CH16M 02 24V EU","Instalacioni kontaktor sa tasterom, 16A , 24V AC, 2 NC kontakta",1501.1515463917528]
[111597,"Ex9CH16M 11 24V EU","Instalacioni kontaktor sa tasterom, 16A , 24V AC, 1 NO + 1 NC kontakta",1501.1515463917528]
[111598,"Ex9CH16M 40 24V EU","Instalacioni kontaktor sa tasterom, 16A , 24V AC, 4 NO kontakta",2638.1824742268041]
[111599,"Ex9CH16M 22 24V EU","Instalacioni kontaktor sa tasterom, 16A , 24V AC, 2 NO + 2 NC kontakta",2638.1824742268041]
[111600,"Ex9CH16M 04 24V EU","Instalacioni kontaktor sa tasterom, 16A , 24V AC, 4 NC kontakta",2638.1824742268041]
[111601,"Ex9CH16M 31 24V EU","Instalacioni kontaktor sa tasterom, 16A , 24V AC, 3 NO + 1 NC kontakta",2638.1824742268041]
[111609,"Ex9CH16M 20 230V EU","Instalacioni kontaktor sa tasterom, 16A , 220-240V AC, 2 NO kontakta",1451.0680412371134]
[111610,"Ex9CH16M 02 230V EU","Instalacioni kontaktor sa tasterom, 16A , 220-240V AC, 2 NC kontakta",1451.0680412371134]
[111611,"Ex9CH16M 11 230V EU","Instalacioni kontaktor sa tasterom, 16A , 220-240V AC, 1 NO + 1 NC kontakta",1451.0680412371134]
[111612,"Ex9CH16M 40 230V EU","Instalacioni kontaktor sa tasterom, 16A , 220-240V AC, 4 NO kontakta",2550.1979381443302]
[111613,"Ex9CH16M 22 230V EU","Instalacioni kontaktor sa tasterom, 16A , 220-240V AC, 2 NO + 2 NC kontakta",2550.1979381443302]
[111614,"Ex9CH16M 04 230V EU","Instalacioni kontaktor sa tasterom, 16A , 220-240V AC, 4 NC kontakta",2550.1979381443302]
[111615,"Ex9CH16M 31 230V EU","Instalacioni kontaktor sa tasterom, 16A , 220-240V AC, 3 NO + 1 NC kontakta",2550.1979381443302]
[111616,"Ex9CH20M 20 24V EU","Instalacioni kontaktor sa tasterom, 20A , 24V AC, 2 NO kontakta",1625.6835051546393]
[111617,"Ex9CH20M 02 24V EU","Instalacioni kontaktor sa tasterom, 20A , 24V AC, 2 NC kontakta",1625.6835051546393]
[111618,"Ex9CH20M 11 24V EU","Instalacioni kontaktor sa tasterom, 20A , 24V AC, 1 NO + 1 NC kontakta",1625.6835051546393]
[111619,"Ex9CH20M 40 24V EU","Instalacioni kontaktor sa tasterom, 20A , 24V AC, 4 NO kontakta",2856.113402061856]
[111620,"Ex9CH20M 22 24V EU","Instalacioni kontaktor sa tasterom, 20A , 24V AC, 2 NO + 2 NC kontakta",2856.113402061856]
[111621,"Ex9CH20M 04 24V EU","Instalacioni kontaktor sa tasterom, 20A , 24V AC, 4 NC kontakta",2856.113402061856]
[111622,"Ex9CH20M 31 24V EU","Instalacioni kontaktor sa tasterom, 20A , 24V AC, 3 NO + 1 NC kontakta",2856.113402061856]
[111630,"Ex9CH20M 20 230V EU","Instalacioni kontaktor sa tasterom, 20A , 220-240V AC, 2 NO kontakta",1547.1742268041237]
[111631,"Ex9CH20M 02 230V EU","Instalacioni kontaktor sa tasterom, 20A , 220-240V AC, 2 NC kontakta",1547.1742268041237]
[111632,"Ex9CH20M 11 230V EU","Instalacioni kontaktor sa tasterom, 20A , 220-240V AC, 1 NO + 1 NC kontakta",1547.1742268041237]
[111633,"Ex9CH20M 40 230V EU","Instalacioni kontaktor sa tasterom, 20A , 220-240V AC, 4 NO kontakta",2719.3989690721651]
[111634,"Ex9CH20M 22 230V EU","Instalacioni kontaktor sa tasterom, 20A , 220-240V AC, 2 NO + 2 NC kontakta",2719.3989690721651]
[111635,"Ex9CH20M 04 230V EU","Instalacioni kontaktor sa tasterom, 20A , 220-240V AC, 4 NC kontakta",2719.3989690721651]
[111636,"Ex9CH20M 31 230V EU","Instalacioni kontaktor sa tasterom, 20A , 220-240V AC, 3 NO + 1 NC kontakta",2719.3989690721651]
[111637,"Ex9CH25M 20 24V EU","Instalacioni kontaktor sa tasterom, 25A , 24V AC, 2 NO kontakta",1777.2876288659797]
[111638,"Ex9CH25M 02 24V EU","Instalacioni kontaktor sa tasterom, 25A , 24V AC, 2 NC kontakta",1777.2876288659797]
[111639,"Ex9CH25M 11 24V EU","Instalacioni kontaktor sa tasterom, 25A , 24V AC, 1 NO + 1 NC kontakta",1777.2876288659797]
[111640,"Ex9CH25M 40 24V EU","Instalacioni kontaktor sa tasterom, 25A , 24V AC, 4 NO kontakta",3122.7742268041238]
[111641,"Ex9CH25M 22 24V EU","Instalacioni kontaktor sa tasterom, 25A , 24V AC, 2 NO + 2 NC kontakta",3122.7742268041238]
[111642,"Ex9CH25M 04 24V EU","Instalacioni kontaktor sa tasterom, 25A , 24V AC, 4 NC kontakta",3122.7742268041238]
[111643,"Ex9CH25M 31 24V EU","Instalacioni kontaktor sa tasterom, 25A , 24V AC, 3 NO + 1 NC kontakta",3122.7742268041238]
[111651,"Ex9CH25M 20 230V EU","Instalacioni kontaktor sa tasterom, 25A , 220-240V AC, 2 NO kontakta",1656.8164948453611]
[111652,"Ex9CH25M 02 230V EU","Instalacioni kontaktor sa tasterom, 25A , 220-240V AC, 2 NC kontakta",1656.8164948453611]
[111653,"Ex9CH25M 11 230V EU","Instalacioni kontaktor sa tasterom, 25A , 220-240V AC, 1 NO + 1 NC kontakta",1656.8164948453611]
[111654,"Ex9CH25M 40 230V EU","Instalacioni kontaktor sa tasterom, 25A , 220-240V AC, 4 NO kontakta",2911.6113402061865]
[111655,"Ex9CH25M 22 230V EU","Instalacioni kontaktor sa tasterom, 25A , 220-240V AC, 2 NO + 2 NC kontakta",2911.6113402061865]
[111656,"Ex9CH25M 04 230V EU","Instalacioni kontaktor sa tasterom, 25A , 220-240V AC, 4 NC kontakta",2911.6113402061865]
[111657,"Ex9CH25M 31 230V EU","Instalacioni kontaktor sa tasterom, 25A , 220-240V AC, 3 NO + 1 NC kontakta",2911.6113402061865]
[111700,"Ex9CH32M 20 24V EU","Instalacioni kontaktor sa tasterom, 32A , 24V AC, 2 NO kontakta",3009.0711340206185]
[111701,"Ex9CH32M 02 24V EU","Instalacioni kontaktor sa tasterom, 32A , 24V AC, 2 NC kontakta",3009.0711340206185]
[111702,"Ex9CH32M 11 24V EU","Instalacioni kontaktor sa tasterom, 32A , 24V AC, 1 NO + 1 NC kontakta",3009.0711340206185]
[111703,"Ex9CH32M 40 24V EU","Instalacioni kontaktor sa tasterom, 32A , 24V AC, 4 NO kontakta",4255.7443298969083]
[111704,"Ex9CH32M 22 24V EU","Instalacioni kontaktor sa tasterom, 32A , 24V AC, 2 NO + 2 NC kontakta",4255.7443298969083]
[111705,"Ex9CH32M 04 24V EU","Instalacioni kontaktor sa tasterom, 32A , 24V AC, 4 NC kontakta",4255.7443298969083]
[111706,"Ex9CH32M 31 24V EU","Instalacioni kontaktor sa tasterom, 32A , 24V AC, 3 NO + 1 NC kontakta",4255.7443298969083]
[111714,"Ex9CH32M 20 230V EU","Instalacioni kontaktor sa tasterom, 32A , 220~240V AC, 2 NO kontakta",2908.9041237113397]
[111715,"Ex9CH32M 02 230V EU","Instalacioni kontaktor sa tasterom, 32A , 220~240V AC, 2 NC kontakta",2908.9041237113397]
[111716,"Ex9CH32M 11 230V EU","Instalacioni kontaktor sa tasterom, 32A , 220~240V AC, 1 NO + 1 NC kontakta",2908.9041237113397]
[111717,"Ex9CH32M 40 230V EU","Instalacioni kontaktor sa tasterom, 32A , 220~240V AC, 4 NO kontakta",4113.6154639175265]
[111718,"Ex9CH32M 22 230V EU","Instalacioni kontaktor sa tasterom, 32A , 220~240V AC, 2 NO + 2 NC kontakta",4113.6154639175265]
[111719,"Ex9CH32M 04 230V EU","Instalacioni kontaktor sa tasterom, 32A , 220~240V AC, 4 NC kontakta",4113.6154639175265]
[111720,"Ex9CH32M 31 230V EU","Instalacioni kontaktor sa tasterom, 32A , 220~240V AC, 3 NO + 1 NC kontakta",4113.6154639175265]
[111658,"Ex9CH40M 20 24V EU","Instalacioni kontaktor sa tasterom, 40A , 24V AC, 2 NO kontakta",3258.1350515463919]
[111659,"Ex9CH40M 02 24V EU","Instalacioni kontaktor sa tasterom, 40A , 24V AC, 2 NC kontakta",3258.1350515463919]
[111660,"Ex9CH40M 11 24V EU","Instalacioni kontaktor sa tasterom, 40A , 24V AC, 1 NO + 1 NC kontakta",3258.1350515463919]
[111661,"Ex9CH40M 40 24V EU","Instalacioni kontaktor sa tasterom, 40A , 24V AC, 4 NO kontakta",4606.3288659793825]
[111662,"Ex9CH40M 22 24V EU","Instalacioni kontaktor sa tasterom, 40A , 24V AC, 2 NO + 2 NC kontakta",4606.3288659793825]
[111663,"Ex9CH40M 04 24V EU","Instalacioni kontaktor sa tasterom, 40A , 24V AC, 4 NC kontakta",4606.3288659793825]
[111664,"Ex9CH40M 31 24V EU","Instalacioni kontaktor sa tasterom, 40A , 24V AC, 3 NO + 1 NC kontakta",4606.3288659793825]
[111672,"Ex9CH40M 20 230V EU","Instalacioni kontaktor sa tasterom, 40A , 220-240V AC, 2 NO kontakta",3101.1164948453611]
[111673,"Ex9CH40M 02 230V EU","Instalacioni kontaktor sa tasterom, 40A , 220-240V AC, 2 NC kontakta",3101.1164948453611]
[111674,"Ex9CH40M 11 230V EU","Instalacioni kontaktor sa tasterom, 40A , 220-240V AC, 1 NO + 1 NC kontakta",3101.1164948453611]
[111675,"Ex9CH40M 40 230V EU","Instalacioni kontaktor sa tasterom, 40A , 220-240V AC, 4 NO kontakta",4384.3371134020617]
[111676,"Ex9CH40M 22 230V EU","Instalacioni kontaktor sa tasterom, 40A , 220-240V AC, 2 NO + 2 NC kontakta",4384.3371134020617]
[111677,"Ex9CH40M 04 230V EU","Instalacioni kontaktor sa tasterom, 40A , 220-240V AC, 4 NC kontakta",4384.3371134020617]
[111678,"Ex9CH40M 31 230V EU","Instalacioni kontaktor sa tasterom, 40A , 220-240V AC, 3 NO + 1 NC kontakta",4384.3371134020617]
[111679,"Ex9CH63M 20 24V EU","Instalacioni kontaktor sa tasterom, 63A , 24V AC, 2 NO kontakta",3562.6969072164948]
[111680,"Ex9CH63M 02 24V EU","Instalacioni kontaktor sa tasterom, 63A , 24V AC, 2 NC kontakta",3562.6969072164948]
[111681,"Ex9CH63M 11 24V EU","Instalacioni kontaktor sa tasterom, 63A , 24V AC, 1 NO + 1 NC kontakta",3562.6969072164948]
[111682,"Ex9CH63M 40 24V EU","Instalacioni kontaktor sa tasterom, 63A , 24V AC, 4 NO kontakta",5036.7762886597948]
[111683,"Ex9CH63M 22 24V EU","Instalacioni kontaktor sa tasterom, 63A , 24V AC, 2 NO + 2 NC kontakta",5036.7762886597948]
[111684,"Ex9CH63M 04 24V EU","Instalacioni kontaktor sa tasterom, 63A , 24V AC, 4 NC kontakta",5036.7762886597948]
[111685,"Ex9CH63M 31 24V EU","Instalacioni kontaktor sa tasterom, 63A , 24V AC, 3 NO + 1 NC kontakta",5036.7762886597948]
[111693,"Ex9CH63M 20 230V EU","Instalacioni kontaktor sa tasterom, 63A , 220-240V AC, 2 NO kontakta",3319.0474226804126]
[111694,"Ex9CH63M 02 230V EU","Instalacioni kontaktor sa tasterom, 63A , 220-240V AC, 2 NC kontakta",3319.0474226804126]
[111695,"Ex9CH63M 11 230V EU","Instalacioni kontaktor sa tasterom, 63A , 220-240V AC, 1 NO + 1 NC kontakta",3319.0474226804126]
[111696,"Ex9CH63M 40 230V EU","Instalacioni kontaktor sa tasterom, 63A , 220-240V AC, 4 NO kontakta",4694.3134020618554]
[111697,"Ex9CH63M 22 230V EU","Instalacioni kontaktor sa tasterom, 63A , 220-240V AC, 2 NO + 2 NC kontakta",4694.3134020618554]
[111698,"Ex9CH63M 04 230V EU","Instalacioni kontaktor sa tasterom, 63A , 220-240V AC, 4 NC kontakta",4694.3134020618554]
[111699,"Ex9CH63M 31 230V EU","Instalacioni kontaktor sa tasterom, 63A , 220-240V AC, 3 NO + 1 NC kontakta",4694.3134020618554]
[]
["Impulse relays Ex9JU"]
[110260,"Ex9JU-16/1P AC220V","Impulsni relej, 16 A, namotaj 220V AC, 1-polni",1433.4711340206186]
[110261,"Ex9JU-16/1P AC230V","Impulsni relej, 16 A, namotaj 230V AC, 1-polni",1433.4711340206186]
[110262,"Ex9JU-16/2P AC24V","Impulsni relej, 16 A, namotaj 24V AC, 2-polni",1978.9752577319584]
[110263,"Ex9JU-16/2P AC220V","Impulsni relej, 16 A, namotaj 220V AC, 2-polni",1720.4360824742273]
[110264,"Ex9JU-16/2P AC230V","Impulsni relej, 16 A, namotaj 230V AC, 2-polni",1720.4360824742273]
[110265,"Ex9JU-16/3P AC24V","Impulsni relej, 16 A, namotaj 24V AC, 3-polni",2302.4876288659798]
[110266,"Ex9JU-16/3P AC220V","Impulsni relej, 16 A, namotaj 220V AC, 3-polni",2172.5412371134025]
[110267,"Ex9JU-16/3P AC230V","Impulsni relej, 16 A, namotaj 230V AC, 3-polni",2172.5412371134025]
[110268,"Ex9JU-16/4P AC24V","Impulsni relej, 16 A, namotaj 24V AC, 4-polni",2585.3917525773199]
[110269,"Ex9JU-16/4P AC220V","Impulsni relej, 16 A, namotaj 220V AC, 4-polni",2324.145360824743]
[110270,"Ex9JU-16/4P AC230V","Impulsni relej, 16 A, namotaj 230V AC, 4-polni",2324.145360824743]
[110271,"Ex9JU-32/1P AC220V","Impulsni relej, 32 A, namotaj 220V AC, 1-polni",2129.2257731958771]
[110272,"Ex9JU-32/1P AC230V","Impulsni relej, 32 A, namotaj 230V AC, 1-polni",2129.2257731958771]
[110273,"Ex9JU-32/2P AC24V","Impulsni relej, 32 A, namotaj 24V AC, 2-polni",2804.6762886597944]
[110274,"Ex9JU-32/2P AC220V","Impulsni relej, 32 A, namotaj 220V AC, 2-polni",2601.6350515463919]
[110275,"Ex9JU-32/2P AC230V","Impulsni relej, 32 A, namotaj 230V AC, 2-polni",2601.6350515463919]
[110276,"Ex9JU-32/3P AC24V","Impulsni relej, 32 A, namotaj 24V AC, 3-polni",3015.8391752577318]
[110277,"Ex9JU-32/3P AC220V","Impulsni relej, 32 A, namotaj 220V AC, 3-polni",2833.1020618556699]
[110278,"Ex9JU-32/3P AC230V","Impulsni relej, 32 A, namotaj 230V AC, 3-polni",2833.1020618556699]
[110279,"Ex9JU-32/4P AC24V","Impulsni relej, 32 A, namotaj 24V AC, 4-polni",3339.3515463917533]
[110280,"Ex9JU-32/4P AC220V","Impulsni relej, 32 A, namotaj 220V AC, 4-polni",3262.1958762886602]
[110281,"Ex9JU-32/4P AC230V","Impulsni relej, 32 A, namotaj 230V AC, 4-polni",3262.1958762886602]
[110282,"Ex9JU-16/1P DC24V","Impulsni relej, 16 A, namotaj 24V DC, 1-polni",1593.196907216495]
[110283,"Ex9JU-16/1P DC127V","Impulsni relej, 16 A, namotaj 127V DC, 1-polni",1624.3298969072168]
[110284,"Ex9JU-16/2P DC24V","Impulsni relej, 16 A, namotaj 24V DC, 2-polni",2041.2412371134021]
[110285,"Ex9JU-16/3P DC24V","Impulsni relej, 16 A, namotaj 24V DC, 3-polni",2380.9969072164949]
[110286,"Ex9JU-16/4P DC24V","Impulsni relej, 16 A, namotaj 24V DC, 4-polni",2649.0113402061857]
[110287,"Ex9JU-32/1P DC24V","Impulsni relej, 32 A, namotaj 24V DC, 1-polni",2491.9927835051544]
[110288,"Ex9JU-32/2P DC24V","Impulsni relej, 32 A, namotaj 24V DC, 2-polni",2847.9917525773203]
[110289,"Ex9JU-32/3P DC24V","Impulsni relej, 32 A, namotaj 24V DC, 3-polni",3055.0938144329903]
[110290,"Ex9JU-32/4P DC24V","Impulsni relej, 32 A, namotaj 24V DC, 4-polni",3404.3247422680411]
[]
["Surge protection devices Ex9UE, class 1+2 (B+C) 25kA, plug-in module design with signalization"]
[105503,"Ex9UE1+2 25 3P 280","Odvodnik prenapona 1+2 (B+C), Iimp=25 kA, Uc=280 VAC, 3- polni",42213.010309278354]
[105504,"Ex9UE1+2 25R 3P 280","Odvodnik prenapona 1+2 (B+C), Iimp=25 kA, Uc=280 VAC, 3- polni, sa signalnim kontaktom",43012.041237113415]
[105505,"Ex9UE1+2 25 3PN 280","Odvodnik prenapona 1+2 (B+C), Iimp=25 kA, Uc=280 VAC, 3+N polni",51471.154639175264]
[105506,"Ex9UE1+2 25R 3PN 280","Odvodnik prenapona 1+2 (B+C), Iimp=25 kA, Uc=280 VAC, 3+N polni, sa signalnim kontaktom",52264.28865979382]
[105507,"Ex9UE1+2 25 4P 280","Odvodnik prenapona 1+2 (B+C), Iimp=25 kA, Uc=280 VAC, 4- polni",51471.154639175264]
[105508,"Ex9UE1+2 25R 4P 280","Odvodnik prenapona 1+2 (B+C), Iimp=25 kA, Uc=280 VAC, 4- polni, sa signalnim kontaktom",52264.28865979382]
[105495,"Ex9UE1+2 25 1P 280 M","Odvodnik prenapona 1+2 (B+C), Iimp=25 kA, Uc=280 VAC, plug-in module only",12417.412371134022]
[105496,"Ex9UE1+2 100 NPE M","Odvodnik prenapona 1+2 (B+C), Iimp=100 kA, samo NPE promenljivi modul",19582.15463917526]
[]
["Surge protection devices Ex9UE, class 1 (B)"]
[107115,"Ex9UE1 35 1P 350","Odvodnik prenapona 1 (B), Iimp=35 kA, Uc=385 VAC, 1- polni",18054.855670103098]
[107119,"Ex9UE1 100 NPE","Odvodnik prenapona 1 (B), Iimp=100 kA, NPE",21099.13402061856]
[]
["Surge protection devices Ex9UE, class 1+2 (B+C), plug-in module design with signalization"]
[103330,"Ex9UE1+2 12.5 1P 275 M","Odvodnik prenapona, klasa 1+2 (B+C), Iimp=12,5 kA, Uc=275 VAC, samo promenljivi modul",3334.7010309278353]
[103331,"Ex9UE1+2 NPE M","Odvodnik prenapona, klasa 1+2 (B+C), Iimp=50 kA, samo NPE promenljivi modul",7409.4639175257726]
[103332,"Ex9UE1+2 12.5 1P 275","Odvodnik prenapona, klasa 1+2 (B+C), Iimp=12,5 kA, Uc=275 VAC, 1-polni",2829.0412371134025]
[103333,"Ex9UE1+2 12.5R  1P 275","Odvodnik prenapona, klasa 1+2 (B+C), Iimp=12,5 kA, Uc=275 VAC, 1-polni, sa signalnim kontaktom",3927.3402061855681]
[103334,"Ex9UE1+2 12.5 1PN 275","Odvodnik prenapona, klasa 1+2 (B+C), Iimp=12,5 kA, Uc=275 VAC, 1+N-polni",5985.360824742269]
[103335,"Ex9UE1+2 12.5R  1PN 275","Odvodnik prenapona, klasa 1+2 (B+C), Iimp=12,5 kA, Uc=275 VAC, 1+N-polni, sa signalnim kontaktom",6435]
[103336,"Ex9UE1+2 12.5 2P 275","Odvodnik prenapona, klasa 1+2 (B+C), Iimp=12,5 kA, Uc=275 VAC, 2-polni",5540.1443298969079]
[103337,"Ex9UE1+2 12.5R  2P 275","Odvodnik prenapona, klasa 1+2 (B+C), Iimp=12,5 kA, Uc=275 VAC, 2-polni, sa signalnim kontaktom",6726.8969072164946]
[103338,"Ex9UE1+2 12.5 3P 275","Odvodnik prenapona, klasa 1+2 (B+C), Iimp=12,5 kA, Uc=275 VAC, 3-polni",8285.1546391752581]
[103339,"Ex9UE1+2 12.5R  3P 275","Odvodnik prenapona, klasa 1+2 (B+C), Iimp=12,5 kA, Uc=275 VAC, 3-polni, sa signalnim kontaktom",9468.9587628865993]
[103340,"Ex9UE1+2 12.5 3PN 275","Odvodnik prenapona, klasa 1+2 (B+C), Iimp=12,5 kA, Uc=275 VAC, 3+N-polni",11970.721649484538]
[103341,"Ex9UE1+2 12.5R  3PN 275","Odvodnik prenapona, klasa 1+2 (B+C), Iimp=12,5 kA, Uc=275 VAC, 3+N-polni, sa signalnim kontaktom",12719.628865979383]
[103342,"Ex9UE1+2 12.5 4P 275","Odvodnik prenapona, klasa 1+2 (B+C), Iimp=12,5 kA, Uc=275 VAC, 4-polni",10984.463917525776]
[103343,"Ex9UE1+2 12.5R  4P 275","Odvodnik prenapona, klasa 1+2 (B+C), Iimp=12,5 kA, Uc=275 VAC, 4-polni, sa signalnim kontaktom",12211.020618556702]
[]
["Surge protection devices Ex9UE, class 2 (C), plug-in module design with signalization"]
[103344,"Ex9UE2 20 1P 275 M","Odvodnik prenapona, klasa 2 (C), In=20 kA, Uc=275 VAC, samo promenljivi modul",1285.5257731958766]
[103752,"Ex9UE2 20 1P 320 M","Odvodnik prenapona, klasa 2 (C), In=20 kA, Uc=320 VAC, samo promenljivi modul",1748.4329896907218]
[103753,"Ex9UE2 20 1P 385 M","Odvodnik prenapona, klasa 2 (C), In=20 kA, Uc=385 VAC, samo promenljivi modul",2581.3711340206187]
[103345,"Ex9UE2 20 1P 440 M","Odvodnik prenapona, klasa 2 (C), In=20 kA, Uc=440 VAC, samo promenljivi modul",1748.4329896907218]
[103346,"Ex9UE2 40 NPE M","Odvodnik prenapona, klasa 2 (C), In=40 kA, samo NPE promenljivi modul",2566.6288659793818]
[103347,"Ex9UE2 20 1P 275","Odvodnik prenapona, klasa 2 (C), In=20 kA, Uc=275 VAC, 1-polni",1282.5773195876288]
[103348,"Ex9UE2 20R 1P 275","Odvodnik prenapona, klasa 2 (C), In=20 kA, Uc=275 VAC, 1-polni, sa signalnim kontaktom",2262.9381443298971]
[103349,"Ex9UE2 20 1PN 275","Odvodnik prenapona, klasa 2 (C), In=20 kA, Uc=275 VAC, 1+N-polni",3617.7525773195875]
[103350,"Ex9UE2 20R 1PN 275","Odvodnik prenapona, klasa 2 (C), In=20 kA, Uc=275 VAC, 1+N-polni, sa signalnim kontaktom",5246.7731958762888]
[103351,"Ex9UE2 20 2P 275","Odvodnik prenapona, klasa 2 (C), In=20 kA, Uc=275 VAC, 2-polni",2566.6288659793818]
[103352,"Ex9UE2 20R 2P 275","Odvodnik prenapona, klasa 2 (C), In=20 kA, Uc=275 VAC, 2-polni, sa signalnim kontaktom",4381.4020618556706]
[103353,"Ex9UE2 20 3P 275","Odvodnik prenapona, klasa 2 (C), In=20 kA, Uc=275 VAC, 3-polni",3978.9381443298971]
[103354,"Ex9UE2 20R 3P 275","Odvodnik prenapona, klasa 2 (C), In=20 kA, Uc=275 VAC, 3-polni, sa signalnim kontaktom",5293.9484536082473]
[103355,"Ex9UE2 20 3PN 275","Odvodnik prenapona, klasa 2 (C), In=20 kA, Uc=275 VAC, 3+N-polni",6928.865979381445]
[103356,"Ex9UE2 20R 3PN 275","Odvodnik prenapona, klasa 2 (C), In=20 kA, Uc=275 VAC, 3+N-polni, sa signalnim kontaktom",14295.577319587632]
[103357,"Ex9UE2 20 4P 275","Odvodnik prenapona, klasa 2 (C), In=20 kA, Uc=275 VAC, 4-polni",5299.8453608247437]
[103358,"Ex9UE2 20R 4P 275","Odvodnik prenapona, klasa 2 (C), In=20 kA, Uc=275 VAC, 4-polni, sa signalnim kontaktom",6017.793814432991]
[103754,"Ex9UE2 20 1P 320","Odvodnik prenapona, klasa 2 (C), In=20 kA, Uc=320 VAC, 1-polni",2224.608247422681]
[103755,"Ex9UE2 20R 1P 320","Odvodnik prenapona, klasa 2 (C), In=20 kA, Uc=320 VAC, 1-polni, sa signalnim kontaktom",2942.5567010309283]
[103756,"Ex9UE2 20 1PN 320","Odvodnik prenapona, klasa 2 (C), In=20 kA, Uc=320 VAC, 1+N-polni",5469.3814432989702]
[103757,"Ex9UE2 20R 1PN 320","Odvodnik prenapona, klasa 2 (C), In=20 kA, Uc=320 VAC, 1+N-polni, sa signalnim kontaktom",6188.8041237113403]
[103758,"Ex9UE2 20 2P 320","Odvodnik prenapona, klasa 2 (C), In=20 kA, Uc=320 VAC, 2-polni",4505.2371134020623]
[103759,"Ex9UE2 20R 2P 320","Odvodnik prenapona, klasa 2 (C), In=20 kA, Uc=320 VAC, 2-polni, sa signalnim kontaktom",5227.6082474226814]
[103760,"Ex9UE2 20 3P 320","Odvodnik prenapona, klasa 2 (C), In=20 kA, Uc=320 VAC, 3-polni",5627.1237113402076]
[103761,"Ex9UE2 20R 3P 320","Odvodnik prenapona, klasa 2 (C), In=20 kA, Uc=320 VAC, 3-polni, sa signalnim kontaktom",6346.5463917525767]
[103762,"Ex9UE2 20 3PN 320","Odvodnik prenapona, klasa 2 (C), In=20 kA, Uc=320 VAC, 3+N-polni",13394.824742268043]
[103763,"Ex9UE2 20R 3PN 320","Odvodnik prenapona, klasa 2 (C), In=20 kA, Uc=320 VAC, 3+N-polni, sa signalnim kontaktom",14114.247422680413]
[103764,"Ex9UE2 20 4P 320","Odvodnik prenapona, klasa 2 (C), In=20 kA, Uc=320 VAC, 4-polni",6521.9793814433006]
[103765,"Ex9UE2 20R 4P 320","Odvodnik prenapona, klasa 2 (C), In=20 kA, Uc=320 VAC, 4-polni, sa signalnim kontaktom",7239.927835051546]
[103766,"Ex9UE2 20 1P 385","Odvodnik prenapona, klasa 2 (C), In=20 kA, Uc=385 VAC, 1-polni",3448.216494845361]
[103767,"Ex9UE2 20R 1P 385","Odvodnik prenapona, klasa 2 (C), In=20 kA, Uc=385 VAC, 1-polni, sa signalnim kontaktom",4166.1649484536092]
[103768,"Ex9UE2 20 1PN 385","Odvodnik prenapona, klasa 2 (C), In=20 kA, Uc=385 VAC, 1+N-polni",7170.6391752577338]
[103769,"Ex9UE2 20R 1PN 385","Odvodnik prenapona, klasa 2 (C), In=20 kA, Uc=385 VAC, 1+N-polni, sa signalnim kontaktom",7891.5360824742265]
[103770,"Ex9UE2 20 2P 385","Odvodnik prenapona, klasa 2 (C), In=20 kA, Uc=385 VAC, 2-polni",6026.6391752577329]
[103771,"Ex9UE2 20R 2P 385","Odvodnik prenapona, klasa 2 (C), In=20 kA, Uc=385 VAC, 2-polni, sa signalnim kontaktom",6746.0618556701038]
[103772,"Ex9UE2 20 3P 385","Odvodnik prenapona, klasa 2 (C), In=20 kA, Uc=385 VAC, 3-polni",7525.927835051546]
[103773,"Ex9UE2 20R 3P 385","Odvodnik prenapona, klasa 2 (C), In=20 kA, Uc=385 VAC, 3-polni, sa signalnim kontaktom",8243.8762886597924]
[103774,"Ex9UE2 20 3PN 385","Odvodnik prenapona, klasa 2 (C), In=20 kA, Uc=385 VAC, 3+N-polni",13070.494845360825]
[103775,"Ex9UE2 20R 3PN 385","Odvodnik prenapona, klasa 2 (C), In=20 kA, Uc=385 VAC, 3+N-polni, sa signalnim kontaktom",13789.917525773197]
[103776,"Ex9UE2 20 4P 385","Odvodnik prenapona, klasa 2 (C), In=20 kA, Uc=385 VAC, 4-polni",8718.57731958763]
[103777,"Ex9UE2 20R 4P 385","Odvodnik prenapona, klasa 2 (C), In=20 kA, Uc=385 VAC, 4-polni, sa signalnim kontaktom",9440.9484536082491]
[103359,"Ex9UE2 20 1P 440","Odvodnik prenapona, klasa 2 (C), In=20 kA, Uc=440 VAC, 1-polni",1540.5670103092782]
[103360,"Ex9UE2 20R 1P 440","Odvodnik prenapona, klasa 2 (C), In=20 kA, Uc=440 VAC, 1-polni, sa signalnim kontaktom",2308.6391752577319]
[103361,"Ex9UE2 20 1PN 440","Odvodnik prenapona, klasa 2 (C), In=20 kA, Uc=440 VAC, 1+N-polni",3877.2164948453628]
[103362,"Ex9UE2 20R 1PN 440","Odvodnik prenapona, klasa 2 (C), In=20 kA, Uc=440 VAC, 1+N-polni, sa signalnim kontaktom",5391.2474226804134]
[103363,"Ex9UE2 20 2P 440","Odvodnik prenapona, klasa 2 (C), In=20 kA, Uc=440 VAC, 2-polni",3079.6597938144337]
[103364,"Ex9UE2 20R 2P 440","Odvodnik prenapona, klasa 2 (C), In=20 kA, Uc=440 VAC, 2-polni, sa signalnim kontaktom",4312.1134020618556]
[103365,"Ex9UE2 20 3P 440","Odvodnik prenapona, klasa 2 (C), In=20 kA, Uc=440 VAC, 3-polni",4440.3711340206191]
[103366,"Ex9UE2 20R 3P 440","Odvodnik prenapona, klasa 2 (C), In=20 kA, Uc=440 VAC, 3-polni, sa signalnim kontaktom",5784.865979381444]
[103367,"Ex9UE2 20 3PN 440","Odvodnik prenapona, klasa 2 (C), In=20 kA, Uc=440 VAC, 3+N-polni",6955.4020618556706]
[103368,"Ex9UE2 20R 3PN 440","Odvodnik prenapona, klasa 2 (C), In=20 kA, Uc=440 VAC, 3+N-polni, sa signalnim kontaktom",9805.0824742268051]
[103369,"Ex9UE2 20 4P 440","Odvodnik prenapona, klasa 2 (C), In=20 kA, Uc=440 VAC, 4-polni",6023.6907216494847]
[103370,"Ex9UE2 20R 4P 440","Odvodnik prenapona, klasa 2 (C), In=20 kA, Uc=440 VAC, 4-polni, sa signalnim kontaktom",8649.2886597938159]
[]
["Surge protection devices Ex9UE, class 3 (D), plug-in module design with signalization"]
[106858,"Ex9UE3 10 275","Odvodnik prenapona, klasa 3 (D), In=10 kA, Uc=275 VAC, 1+N - polni",3482.1237113402062]
[106857,"Ex9UE3 10R 275","Odvodnik prenapona, klasa 3 (D), In=10 kA, Uc=275 VAC, 1+N - polni, sa signalnim kontaktom",4602.5360824742265]
[106859,"Ex9UE3 10 275M","Odvodnik prenapona, klasa 3 (D), In=10 kA, Uc=275 VAC, samo izvlačivi modul",2038.8556701030927]
[]
["Modular Isolators Ex9I125"]
[102304,"Ex9I125 1P 16A","Rastavljač, širina 1 modul, 1-polni, 16A",507.60309278350519]
[102305,"Ex9I125 1P 25A ","Rastavljač, širina 1 modul, 1-polni, 25A",531.96804123711354]
[100862,"Ex9I125 1P 32A","Rastavljač, širina 1 modul, 1-polni, 32A",656.5]
[100863,"Ex9I125 1P 40A ","Rastavljač, širina 1 modul, 1-polni, 40A",778.32474226804129]
[100864,"Ex9I125 1P 63A","Rastavljač, širina 1 modul, 1-polni, 63A",854.12680412371128]
[100865,"Ex9I125 1P 80A","Rastavljač, širina 1 modul, 1-polni, 80A",965.1226804123711]
[100866,"Ex9I125 1P 100A ","Rastavljač, širina 1 modul, 1-polni, 100A",1085.5938144329898]
[100867,"Ex9I125 1P 125A ","Rastavljač, širina 1 modul, 1-polni, 125A",1176.2855670103095]
[102306,"Ex9I125 2P 16A ","Rastavljač, širina 2 modula, 2-polni, 16A",897.44226804123718]
[102307,"Ex9I125 2P 25A ","Rastavljač, širina 2 modula, 2-polni, 25A",982.71958762886595]
[100868,"Ex9I125 2P 32A ","Rastavljač, širina 2 modula, 2-polni, 32A",1203.357731958763]
[100869,"Ex9I125 2P 40A ","Rastavljač, širina 2 modula, 2-polni, 40A",1419.9350515463918]
[100870,"Ex9I125 2P 63A ","Rastavljač, širina 2 modula, 2-polni, 63A",1475.4329896907218]
[100871,"Ex9I125 2P 80A ","Rastavljač, širina 2 modula, 2-polni, 80A",1582.3680412371134]
[100872,"Ex9I125 2P 100A ","Rastavljač, širina 2 modula, 2-polni, 100A",1951.9030927835061]
[100873,"Ex9I125 2P 125A ","Rastavljač, širina 2 modula, 2-polni, 125A",2111.6288659793818]
[102308,"Ex9I125 3P 16A ","Rastavljač, širina 3 modula, 3-polni, 16A",1364.4371134020621]
[102309,"Ex9I125 3P 25A","Rastavljač, širina 3 modula, 3-polni, 25A",1444.3000000000002]
[100874,"Ex9I125 3P 32A ","Rastavljač, širina 3 modula, 3-polni, 32A",1449.714432989691]
[100875,"Ex9I125 3P 40A","Rastavljač, širina 3 modula, 3-polni, 40A",1474.0793814432991]
[100876,"Ex9I125 3P 63A ","Rastavljač, širina 3 modula, 3-polni, 63A",2135.9938144329899]
[100877,"Ex9I125 3P 80A","Rastavljač, širina 3 modula, 3-polni, 80A",2487.9319587628866]
[100878,"Ex9I125 3P 100A ","Rastavljač, širina 3 modula, 3-polni, 100A",3098.4092783505157]
[100879,"Ex9I125 3P 125A ","Rastavljač, širina 3 modula, 3-polni, 125A",3402.9711340206186]
[102310,"Ex9I125 4P 16A ","Rastavljač, širina 4 modula, 4-polni, 16A",2018.2298969072165]
[102311,"Ex9I125 4P 25A","Rastavljač, širina 4 modula, 4-polni, 25A",2119.7505154639175]
[100880,"Ex9I125 4P 32A ","Rastavljač, širina 4 modula, 4-polni, 32A",2713.9845360824743]
[100881,"Ex9I125 4P 40A ","Rastavljač, širina 4 modula, 4-polni, 40A",2661.1938144329897]
[100882,"Ex9I125 4P 63A ","Rastavljač, širina 4 modula, 4-polni, 63A",3040.2041237113403]
[100883,"Ex9I125 4P 80A ","Rastavljač, širina 4 modula, 4-polni, 80A",3790.1030927835045]
[100884,"Ex9I125 4P 100A","Rastavljač, širina 4 modula, 4-polni, 100A",4591.4391752577321]
[100885,"Ex9I125 4P 125A","Rastavljač, širina 4 modula, 4-polni, 125A",4928.4876288659798]
[]
["Single-module Isolators Ex9I40"]
[102296,"Ex9I40 1P 16A","Rastavljač, širina 1 modul, 1-polni, 16A",483.2381443298969]
[102297,"Ex9I40 1P 25A ","Rastavljač, širina 1 modul, 1-polni, 25A",506.24948453608249]
[101387,"Ex9I40 1P 32A","Rastavljač, širina 1 modul, 1-polni, 32A",675.45051546391755]
[101388,"Ex9I40 1P 40A ","Rastavljač, širina 1 modul, 1-polni, 40A",879.84536082474256]
[102298,"Ex9I40 2P 16A ","Rastavljač, širina 1 modul, 2-polni, 16A",890.67422680412369]
[102299,"Ex9I40 2P 25A ","Rastavljač, širina 1 modul, 2-polni, 25A",1027.3886597938147]
[101389,"Ex9I40 2P 32A ","Rastavljač, širina 1 modul, 2-polni, 32A",1452.4216494845364]
[101390,"Ex9I40 2P 40A ","Rastavljač, širina 1 modul, 2-polni, 40A",1744.8010309278354]
[102300,"Ex9I40 3P 16A ","Rastavljač, širina 1 modul, 3-polni, 16A",1774.5804123711341]
[102301,"Ex9I40 3P 25A","Rastavljač, širina 1 modul, 3-polni, 25A",1896.4051546391756]
[101391,"Ex9I40 3P 32A ","Rastavljač, širina 1 modul, 3-polni, 32A",1551.235051546392]
[101392,"Ex9I40 3P 40A","Rastavljač, širina 1 modul, 3-polni, 40A",1570.1855670103096]
[102302,"Ex9I40 4P 16A ","Rastavljač, širina 1 modul, 4-polni, 16A",2539.3690721649491]
[102303,"Ex9I40 4P 25A","Rastavljač, širina 1 modul, 4-polni, 25A",2695.034020618557]
[101393,"Ex9I40 4P 32A ","Rastavljač, širina 1 modul, 4-polni, 32A",3049.679381443299]
[101394,"Ex9I40 4P 40A","Rastavljač, širina 1 modul, 4-polni, 40A",3213.4659793814435]
[]
["Modular Isolators Ex9BI, with possibility use of accessories"]
[102378,"Ex9BI 1P 16A","Rastavljač, širina 1 modul, 1-polni, 16A",483.2381443298969]
[102379,"Ex9BI 1P 25A","Rastavljač, širina 1 modul, 1-polni, 25A",506.24948453608249]
[102380,"Ex9BI 1P 32A","Rastavljač, širina 1 modul, 1-polni, 32A",625.36701030927838]
[102381,"Ex9BI 1P 40A","Rastavljač, širina 1 modul, 1-polni, 40A",740.4237113402063]
[102382,"Ex9BI 1P 63A","Rastavljač, širina 1 modul, 1-polni, 63A",814.87216494845359]
[102383,"Ex9BI 2P 16A","Rastavljač, širina 2 modula, 2-polni, 16A",854.12680412371128]
[102384,"Ex9BI 2P 25A","Rastavljač, širina 2 modula, 2-polni, 25A",936.69690721649499]
[102385,"Ex9BI 2P 32A","Rastavljač, širina 2 modula, 2-polni, 32A",1242.6123711340206]
[102386,"Ex9BI 2P 40A","Rastavljač, širina 2 modula, 2-polni, 40A",1418.5814432989691]
[102387,"Ex9BI 2P 63A","Rastavljač, širina 2 modula, 2-polni, 63A",1475.4329896907218]
[102388,"Ex9BI 3P 16A","Rastavljač, širina 3 modula, 3-polni, 16A",1364.4371134020621]
[102389,"Ex9BI 3P 25A","Rastavljač, širina 3 modula, 3-polni, 25A",1609.4402061855674]
[102390,"Ex9BI 3P 32A","Rastavljač, širina 3 modula, 3-polni, 32A",1448.3608247422681]
[102391,"Ex9BI 3P 40A","Rastavljač, širina 3 modula, 3-polni, 40A",1474.0793814432991]
[102392,"Ex9BI 3P 63A","Rastavljač, širina 3 modula, 3-polni, 63A",2135.9938144329899]
[102393,"Ex9BI 4P 16A","Rastavljač, širina 4 modula, 4-polni, 16A",2019.5835051546394]
[102394,"Ex9BI 4P 25A","Rastavljač, širina 4 modula, 4-polni, 25A",2119.7505154639175]
[102395,"Ex9BI 4P 32A","Rastavljač, širina 4 modula, 4-polni, 32A",2713.9845360824743]
[102396,"Ex9BI 4P 40A","Rastavljač, širina 4 modula, 4-polni, 40A",2659.8402061855672]
[102397,"Ex9BI 4P 63A","Rastavljač, širina 4 modula, 4-polni, 63A",3038.8505154639179]
[]
["Digitalo Timers Ex9TD"]
[110554,"Ex9DTS 1CO 230V","Digitalni instalacioni tajmer, nedeljno i dnevno programiranje 1-kanalni sa CO kontaktom, napon 230V",7783.9175257731968]
[110555,"Ex9DTS 2CO 230V","Digitalni instalacioni tajmer, nedeljno i dnevno programiranje 2-kanalni sa CO kontaktom, napon 230V",8420.5154639175271]
[110556,"Ex9DTSC 1CO 230V","Digitalni instalacioni tajmer, godišnje, mesečno, nedeljno i dnevno programiranje, komfort funkcije, 1-kanalni sa CO kontaktom, napon 230V",9042.3711340206191]
[110557,"Ex9DTSC 2CO 230V","Digitalni instalacioni tajmer, godišnje, mesečno, nedeljno i dnevno programiranje, komfort funkcije, 2-kanalni sa CO kontaktom, napon 230V",9110.7216494845379]
[]
["Analogue Timers Ex9TA"]
[103514,"Ex9TAMS 1NO 230V","Analogni instalacioni tajmer, mini, dnevno programiranje, sinhronizovani, 1kanal sa NO kontaktom, napon 230V",3492.5773195876291]
[103515,"Ex9TAMQ 1NO 230V","Analogni instalacioni tajmer, mini, dnevno programiranje, kvarcni, 1kanal sa NO kontaktom, napon 230V",4893.0927835051552]
[103516,"Ex9TAQ 1CO 230V","Analogni instalacioni tejmer, dnevno programiranje, kvarcni, 1 kanal sa CO kontaktom, napon 230V",5640.9278350515478]
[111721,"Ex9TAMS2 1NO 230V","Analogni inst. tajmer, mini, dnevno programiranje, sinhronizovani, 1 kanal sa NO kontaktom, napon 230V",3390.7216494845366]
[111722,"Ex9TAMQ2 1NO 230V","Analogni inst. tajmer, mini, dnevno programiranje, kvarcni, 1 kanal sa NO kontaktom, napon 230V",4751.0309278350524]
[]
["Instalation Staircase Switch Ex9SS"]
[110558,"Ex9SSB 230V","Stepenišni automat, osnovne funkcije, napon 230V",2549.0721649484535]
[110559,"Ex9SSP 230V","Stepenišni automat, programabilne funkcije, napon 230V",4354.3298969072175]
[null,null,null,0]
["Time relay, Ex9TR",null,null,0]
[111729,"Ex9TR C 1CO ","Asimetrični ciklični relej, 1 CO kontakt 16A, 12-240V AC/DC, podesivo uključenje ON/OFF",2944.4329896907216]
[111730,"Ex9TR S-D 2CO ","Relej kašnjenja za zvezda-trougao, 2 CO kontakta 16A, 12-240V AC/DC",3808.8659793814436]
[111731,"Ex9TR DO 1CO","Jednofunkcijski vremenski relej, kašnjenje ON, 1 CO kontakt 16A, 12-240V AC/DC",2664.3298969072166]
[111737,"Ex9TR IO 1CO","Jednofunkcijski vremenski relej, interval ON, 1 CO kontakt 16A, 12-240V AC/DC",2664.3298969072166]
[111738,"Ex9TR F 1CO","Jednofunkcijski vremenski relej, blinker, 1 CO kontakt 16A, 12-240V AC/DC",2664.3298969072166]
[111732,"Ex9TR 10M 1CO","Multifunkcijski vremenski relej, 10 funkcija, 1 CO kontakt 16A, 12-240V AC/DC",2815.7731958762893]
[111733,"Ex9TR 10M 3CO","Multifunkcijski vremenski relej,10 funkcija,1 CO 16A i 2 CO 8A kontakta, 12-240V AC/DC",3617.216494845361]
[]
["Napajanje, Ex9PS"]
[111723,"Ex9PS 10W S 24VDC","Napajanje, 10W, stabilisani izlaz, 24V DC",4415.9793814433006]
[111724,"Ex9PS 100W S 12VDC","Napajanje, 100W, stabilisani izlaz, 12V DC",10584.948453608249]
[111725,"Ex9PS 30W S 24VDC","Napajanje, 30W, stabilisani izlaz, 24V DC",4696.0824742268042]
[111726,"Ex9PS 30W S R","Napajanje, 30W, stabilisani izlaz, regulisani napon 12-24V DC",5401.0309278350524]
[111727,"Ex9PS 8W S R T","Napajanje, 8W, stabilisani regulisani izlaz 5-24V DC, sa trafoom za 24V AC",5502.8865979381453]
[111728,"Ex9PS 8W N 24V AC/DC T","Napajanje, 8W, nestabilisani izlaz 24V DC, sa trafoom za 24V AC",3485.8762886597947]
[111735,"Ex9PS 100W S 24VDC","Napajanje, 100W, stabilisani izlaz, 24V DC",10584.948453608249]
[]
["Light intensity switches Ex9L"]
[110560,"Ex9LAS 1CO 230V","Instalacioni prekidač intenziteta rasvete, analogni, 1-kanalni sa CO kontaktom, 230V",4702.7835051546399]
[110561,"Ex9LDS 1CO 230V","Instalacioni prekidač intenziteta rasvete, digitalni, 1-kanalni sa CO kontaktom, 230V",9938.9690721649495]
[]
["Change-over switches Ex9BT"]
[102656,"Ex9BT2 10 16AX","Change-over (preklopni) prekidač, 16 A, 1 NO kontakt",592.88041237113407]
[102657,"Ex9BT2 20 16AX","Change-over (preklopni) prekidač, 16 A, 2 NO kontakta",739.07010309278348]
[102658,"Ex9BT2 30 16AX","Change-over (preklopni) prekidač, 16 A, 3 NO kontakta",753.95979381443294]
[102659,"Ex9BT2 40 16AX","Change-over (preklopni) prekidač, 16 A, 4 NO kontakta",942.11134020618556]
[102660,"Ex9BT2 01 16AX","Change-over (preklopni) prekidač, 16 A, 1 NC kontakt",592.88041237113407]
[102661,"Ex9BT2 02 16AX","Change-over (preklopni) prekidač, 16 A, 2 NC, kontakta",739.07010309278348]
[102662,"Ex9BT2 03 16AX","Change-over (preklopni) prekidač, 16 A, 3 NC kontakta",753.95979381443294]
[102663,"Ex9BT2 04 16AX","Change-over (preklopni) prekidač, 16 A, 4 NC kontakta",942.11134020618556]
[102664,"Ex9BT2 11 16AX","Change-over (preklopni) prekidač, 16 A, 1 NO + 1 NC kontakt",745.83814432989686]
[102665,"Ex9BT2 22 16AX","Change-over (preklopni) prekidač, 16 A, 2 NO + 2 NC kontakta",920.45360824742284]
[102666,"Ex9BT2 13 16AX","Change-over (preklopni) prekidač, 16 A, 1 NO + 3 NC kontakta",920.45360824742284]
[102667,"Ex9BT2 31 16AX","Change-over (preklopni) prekidač, 16 A, 3 NO + 1 NC kontakta",920.45360824742284]
[102668,"Ex9BT2 1CO 16AX","Change-over (preklopni) prekidač, 16 A, 1 CO kontakt",732.30206185567022]
[102669,"Ex9BT2 2CO 16AX","Change-over (preklopni) prekidač, 16 A, 2 CO kontakta",1076.1185567010311]
[102670,"Ex9BT2 20 32AX","Change-over (preklopni) prekidač, 32 A, 2 NO kontakta",850.06597938144353]
[102671,"Ex9BT2 40 32AX","Change-over (preklopni) prekidač, 32 A, 4 NO kontakta",1681.1814432989693]
[102672,"Ex9BT2 02 32AX","Change-over (preklopni) prekidač, 32 A, 2 NC, kontakta",850.06597938144353]
[102673,"Ex9BT2 04 32AX","Change-over (preklopni) prekidač, 32 A, 4 NC kontakta",1681.1814432989693]
[102674,"Ex9BT2 20 16AX LED230VAC/DC","Change-over (preklopni) prekidač, 16 A, 2 NO kontakta, sa LED 230 V AC/DC",1166.8103092783504]
[102675,"Ex9BT2 20 16AX LED48VAC/DC","Change-over (preklopni) prekidač, 16 A, 2 NO kontakta, sa LED 48 V AC/DC",1173.5783505154639]
[102676,"Ex9BT2 02 16AX LED230VAC/DC","Change-over (preklopni) prekidač, 16 A, 2 NC, kontakta, sa LED 230 V AC/DC",1166.8103092783504]
[102677,"Ex9BT2 02 16AX LED48VAC/DC","Change-over (preklopni) prekidač, 16 A, 2 NC, kontakta, sa LED 48 V AC/DC",1173.5783505154639]
[102678,"Ex9BT2 1CO 16AX LED230VAC/DC","Change-over (preklopni) prekidač, 16 A, 1 CO kontakt, sa LED 230 V AC/DC",1154.6278350515465]
[102679,"Ex9BT2 1CO 16AX LED48VAC/DC","Change-over (preklopni) prekidač, 16 A, 1 CO kontakt, sa LED 48 V AC/DC",1157.3350515463922]
[102680,"Ex9BT3 1CO 16A","3-pozicioni preklopni prekidač (I-0-II), 16 A, 1 CO kontakt",680.86494845360835]
[102681,"Ex9BT3 1CO 32A","3-pozicioni preklopni prekidač (I-0-II), 32 A, 1 CO kontakt",782.38556701030927]
[102682,"Ex9BT3 2CO 16A","3-pozicioni preklopni prekidač (I-0-II), 16 A, 2 CO kontakta",1004.3773195876291]
[102683,"Ex9BT3 2CO 32A","3-pozicioni preklopni prekidač (I-0-II), 32 A, 2 CO kontakta",1123.4948453608249]
[]
["Signal Lamps Ex9PD, Ex9PDe"]
[102429,"Ex9PD1r 6.3V AC/DC","Signalne sijalice, 6,3V AC/DC, 1 crvena LED",605.06288659793825]
[102430,"Ex9PD1r 12V AC/DC","Signalne sijalice, 12V AC/DC, 1 crvena LED",605.06288659793825]
[102431,"Ex9PD1r 24V AC/DC","Signalne sijalice, 24V AC/DC, 1 crvena LED",496.77422680412383]
[102432,"Ex9PD1r 110V AC/DC","Signalne sijalice, 110V AC/DC, 1 crvena LED",605.06288659793825]
[102433,"Ex9PD1r 230V AC/DC","Signalne sijalice, 230V AC/DC, 1 crvena LED",354.64536082474228]
[102434,"Ex9PD1y 6.3V AC/DC","Signalne sijalice, 6,3V AC/DC, 1 žuta LED",605.06288659793825]
[102435,"Ex9PD1y 12V AC/DC","Signalne sijalice, 12V AC/DC, 1 žuta LED",605.06288659793825]
[102436,"Ex9PD1y 24V AC/DC","Signalne sijalice, 24V AC/DC, 1 žuta LED",496.77422680412383]
[102437,"Ex9PD1y 110V AC/DC","Signalne sijalice, 110V AC/DC, 1 žuta LED",605.06288659793825]
[102438,"Ex9PD1y 230V AC/DC","Signalne sijalice, 230V AC/DC, 1 žuta LED",496.77422680412383]
[102439,"Ex9PD1g 6.3V AC/DC","Signalne sijalice, 6,3V AC/DC, 1 zelena LED",605.06288659793825]
[102440,"Ex9PD1g 12V AC/DC","Signalne sijalice, 12V AC/DC, 1 zelena LED",605.06288659793825]
[102441,"Ex9PD1g 24V AC/DC","Signalne sijalice, 24V AC/DC, 1 zelena LED",496.77422680412383]
[102442,"Ex9PD1g 110V AC/DC","Signalne sijalice, 110V AC/DC, 1 zelena LED",605.06288659793825]
[102443,"Ex9PD1g 230V AC/DC","Signalne sijalice, 230V AC/DC, 1 zelena LED",354.64536082474228]
[102444,"Ex9PD1b 6.3V AC/DC","Signalne sijalice, 6,3V AC/DC, 1 plava LED",605.06288659793825]
[102445,"Ex9PD1b 12V AC/DC","Signalne sijalice, 12V AC/DC, 1 plava LED",605.06288659793825]
[102446,"Ex9PD1b 24V AC/DC","Signalne sijalice, 24V AC/DC, 1 plava LED",605.06288659793825]
[102447,"Ex9PD1b 110V AC/DC","Signalne sijalice, 110V AC/DC, 1 plava LED",605.06288659793825]
[102448,"Ex9PD1b 230V AC/DC","Signalne sijalice, 230V AC/DC, 1 plava LED",605.06288659793825]
[102449,"Ex9PD1w 6.3V AC/DC","Signalne sijalice, 6,3V AC/DC, 1 bela LED",605.06288659793825]
[102450,"Ex9PD1w 12V AC/DC","Signalne sijalice, 12V AC/DC, 1 bela LED",605.06288659793825]
[102451,"Ex9PD1w 24V AC/DC","Signalne sijalice, 24V AC/DC, 1 bela LED",605.06288659793825]
[102452,"Ex9PD1w 110V AC/DC","Signalne sijalice, 110V AC/DC, 1 bela LED",605.06288659793825]
[102453,"Ex9PD1w 230V AC/DC","Signalne sijalice, 230V AC/DC, 1 bela LED",605.06288659793825]
[102454,"Ex9PD2gg 6.3V AC/DC","Signalne sijalice, 6,3V AC/DC, 2 zelena LED ",1273.7453608247424]
[102455,"Ex9PD2gg 12V AC/DC","Signalne sijalice, 12V AC/DC, 2 zelena LED ",1273.7453608247424]
[102456,"Ex9PD2gg 24V AC/DC","Signalne sijalice, 24V AC/DC, 2 zelena LED ",1273.7453608247424]
[102457,"Ex9PD2gg 110V AC/DC","Signalne sijalice, 110V AC/DC, 2 zelena LED ",1273.7453608247424]
[102458,"Ex9PD2gg 230V AC/DC","Signalne sijalice, 230V AC/DC, 2 zelena LED ",1273.7453608247424]
[102459,"Ex9PD2gr 6.3V AC/DC","Signalne sijalice, 6,3V AC/DC, 1 zelena LED i 1 crvena  LED",1273.7453608247424]
[102460,"Ex9PD2gr 12V AC/DC","Signalne sijalice, 12V AC/DC, 1 zelena LED i 1 crvena  LED",1273.7453608247424]
[102461,"Ex9PD2gr 24V AC/DC","Signalne sijalice, 24V AC/DC, 1 zelena LED i 1 crvena  LED",1069.3505154639179]
[102462,"Ex9PD2gr 110V AC/DC","Signalne sijalice, 110V AC/DC, 1 zelena LED i 1 crvena  LED",1273.7453608247424]
[102463,"Ex9PD2gr 230V AC/DC","Signalne sijalice, 230V AC/DC, 1 zelena LED i 1 crvena  LED",1069.3505154639179]
[102464,"Ex9PD2gy 6.3V AC/DC","Signalne sijalice, 6,3V AC/DC, 1 zelena LED i 1 žuta  LED",1273.7453608247424]
[102465,"Ex9PD2gy 12V AC/DC","Signalne sijalice, 12V AC/DC, 1 zelena LED i 1 žuta  LED",1273.7453608247424]
[102466,"Ex9PD2gy 24V AC/DC","Signalne sijalice, 24V AC/DC, 1 zelena LED i 1 žuta  LED",1139.7381443298971]
[102467,"Ex9PD2gy 110V AC/DC","Signalne sijalice, 110V AC/DC, 1 zelena LED i 1 žuta  LED",1273.7453608247424]
[102468,"Ex9PD2gy 230V AC/DC","Signalne sijalice, 230V AC/DC, 1 zelena LED i 1 žuta  LED",1139.7381443298971]
[102469,"Ex9PD2gb 6.3V AC/DC","Signalne sijalice, 6,3V AC/DC, 1 zelena LED i 1 plava  LED",1273.7453608247424]
[102470,"Ex9PD2gb 12V AC/DC","Signalne sijalice, 12V AC/DC, 1 zelena LED i 1 plava  LED",1273.7453608247424]
[102471,"Ex9PD2gb 24V AC/DC","Signalne sijalice, 24V AC/DC, 1 zelena LED i 1 plava  LED",1273.7453608247424]
[102472,"Ex9PD2gb 110V AC/DC","Signalne sijalice, 110V AC/DC, 1 zelena LED i 1 plava  LED",1273.7453608247424]
[102473,"Ex9PD2gb 230V AC/DC","Signalne sijalice, 230V AC/DC, 1 zelena LED i 1 plava  LED",1273.7453608247424]
[102474,"Ex9PD2gw 6.3V AC/DC","Signalne sijalice, 6,3V AC/DC, 1 zelena LED i 1 bela  LED",1273.7453608247424]
[102475,"Ex9PD2gw 12V AC/DC","Signalne sijalice, 12V AC/DC, 1 zelena LED i 1 bela  LED",1273.7453608247424]
[102476,"Ex9PD2gw 24V AC/DC","Signalne sijalice, 24V AC/DC, 1 zelena LED i 1 bela  LED",1273.7453608247424]
[102477,"Ex9PD2gw 110V AC/DC","Signalne sijalice, 110V AC/DC, 1 zelena LED i 1 bela  LED",1273.7453608247424]
[102478,"Ex9PD2gw 230V AC/DC","Signalne sijalice, 230V AC/DC, 1 zelena LED i 1 bela  LED",1273.7453608247424]
[102479,"Ex9PD2rr 6.3V AC/DC","Signalne sijalice, 6,3V AC/DC, 1 crvena LED i 1 crvena  LED",1273.7453608247424]
[102480,"Ex9PD2rr 12V AC/DC","Signalne sijalice, 12V AC/DC, 1 crvena LED i 1 crvena  LED",1273.7453608247424]
[102481,"Ex9PD2rr 24V AC/DC","Signalne sijalice, 24V AC/DC, 1 crvena LED i 1 crvena  LED",1273.7453608247424]
[102482,"Ex9PD2rr 110V AC/DC","Signalne sijalice, 110V AC/DC, 1 crvena LED i 1 crvena  LED",1273.7453608247424]
[102483,"Ex9PD2rr 230V AC/DC","Signalne sijalice, 230V AC/DC, 1 crvena LED i 1 crvena  LED",1273.7453608247424]
[102484,"Ex9PD2ry 6.3V AC/DC","Signalne sijalice, 6,3V AC/DC, 1 crvena LED i 1 žuta  LED",1273.7453608247424]
[102485,"Ex9PD2ry 12V AC/DC","Signalne sijalice, 12V AC/DC, 1 crvena LED i 1 žuta  LED",1273.7453608247424]
[102486,"Ex9PD2ry 24V AC/DC","Signalne sijalice, 24V AC/DC, 1 crvena LED i 1 žuta  LED",1273.7453608247424]
[102487,"Ex9PD2ry 110V AC/DC","Signalne sijalice, 110V AC/DC, 1 crvena LED i 1 žuta  LED",1273.7453608247424]
[102488,"Ex9PD2ry 230V AC/DC","Signalne sijalice, 230V AC/DC, 1 crvena LED i 1 žuta  LED",1273.7453608247424]
[102489,"Ex9PD2rb 6.3V AC/DC","Signalne sijalice, 6,3V AC/DC, 1 crvena LED i 1 plava  LED",1273.7453608247424]
[102490,"Ex9PD2rb 12V AC/DC","Signalne sijalice, 12V AC/DC, 1 crvena LED i 1 plava  LED",1273.7453608247424]
[102491,"Ex9PD2rb 24V AC/DC","Signalne sijalice, 24V AC/DC, 1 crvena LED i 1 plava  LED",1273.7453608247424]
[102492,"Ex9PD2rb 110V AC/DC","Signalne sijalice, 110V AC/DC, 1 crvena LED i 1 plava  LED",1273.7453608247424]
[102493,"Ex9PD2rb 230V AC/DC","Signalne sijalice, 230V AC/DC, 1 crvena LED i 1 plava  LED",1273.7453608247424]
[102494,"Ex9PD2rw 6.3V AC/DC","Signalne sijalice, 6,3V AC/DC, 1 crvena LED i 1 bela  LED",1273.7453608247424]
[102495,"Ex9PD2rw 12V AC/DC","Signalne sijalice, 12V AC/DC, 1 crvena LED i 1 bela  LED",1273.7453608247424]
[102496,"Ex9PD2rw 24V AC/DC","Signalne sijalice, 24V AC/DC, 1 crvena LED i 1 bela  LED",1273.7453608247424]
[102497,"Ex9PD2rw 110V AC/DC","Signalne sijalice, 110V AC/DC, 1 crvena LED i 1 bela  LED",1273.7453608247424]
[102498,"Ex9PD2rw 230V AC/DC","Signalne sijalice, 230V AC/DC, 1 crvena LED i 1 bela  LED",1273.7453608247424]
[102499,"Ex9PD2yy 6.3V AC/DC","Signalne sijalice, 6,3V AC/DC, 1 žuta LED i 1 žuta  LED",1273.7453608247424]
[102500,"Ex9PD2yy 12V AC/DC","Signalne sijalice, 12V AC/DC, 1 žuta LED i 1 žuta  LED",1273.7453608247424]
[102501,"Ex9PD2yy 24V AC/DC","Signalne sijalice, 24V AC/DC, 1 žuta LED i 1 žuta  LED",1273.7453608247424]
[102502,"Ex9PD2yy 110V AC/DC","Signalne sijalice, 110V AC/DC, 1 žuta LED i 1 žuta  LED",1273.7453608247424]
[102503,"Ex9PD2yy 230V AC/DC","Signalne sijalice, 230V AC/DC, 1 žuta LED i 1 žuta  LED",1273.7453608247424]
[102504,"Ex9PD2yb 6.3V AC/DC","Signalne sijalice, 6,3V AC/DC, 1 žuta LED i 1 plava  LED",1273.7453608247424]
[102505,"Ex9PD2yb 12V AC/DC","Signalne sijalice, 12V AC/DC, 1 žuta LED i 1 plava  LED",1273.7453608247424]
[102506,"Ex9PD2yb 24V AC/DC","Signalne sijalice, 24V AC/DC, 1 žuta LED i 1 plava  LED",1273.7453608247424]
[102507,"Ex9PD2yb 110V AC/DC","Signalne sijalice, 110V AC/DC, 1 žuta LED i 1 plava  LED",1273.7453608247424]
[102508,"Ex9PD2yb 230V AC/DC","Signalne sijalice, 230V AC/DC, 1 žuta LED i 1 plava  LED",1273.7453608247424]
[102509,"Ex9PD2yw 6.3V AC/DC","Signalne sijalice, 6,3V AC/DC, 1 žuta LED i 1 bela  LED",1273.7453608247424]
[102510,"Ex9PD2yw 12V AC/DC","Signalne sijalice, 12V AC/DC, 1 žuta LED i 1 bela  LED",1273.7453608247424]
[102511,"Ex9PD2yw 24V AC/DC","Signalne sijalice, 24V AC/DC, 1 žuta LED i 1 bela  LED",1273.7453608247424]
[102512,"Ex9PD2yw 110V AC/DC","Signalne sijalice, 110V AC/DC, 1 žuta LED i 1 bela  LED",1273.7453608247424]
[102513,"Ex9PD2yw 230V AC/DC","Signalne sijalice, 230V AC/DC, 1 žuta LED i 1 bela  LED",1273.7453608247424]
[102514,"Ex9PD2bb 6.3V AC/DC","Signalne sijalice, 6,3V AC/DC, 1 plava LED i 1 plava  LED",1273.7453608247424]
[102515,"Ex9PD2bb 12V AC/DC","Signalne sijalice, 12V AC/DC, 1 plava LED i 1 plava  LED",1273.7453608247424]
[102516,"Ex9PD2bb 24V AC/DC","Signalne sijalice, 24V AC/DC, 1 plava LED i 1 plava  LED",1273.7453608247424]
[102517,"Ex9PD2bb 110V AC/DC","Signalne sijalice, 110V AC/DC, 1 plava LED i 1 plava  LED",1273.7453608247424]
[102518,"Ex9PD2bb 230V AC/DC","Signalne sijalice, 230V AC/DC, 1 plava LED i 1 plava  LED",1273.7453608247424]
[102519,"Ex9PD2bw 6.3V AC/DC","Signalne sijalice, 6,3V AC/DC, 1 plava LED i 1 bela  LED",1273.7453608247424]
[102520,"Ex9PD2bw 12V AC/DC","Signalne sijalice, 12V AC/DC, 1 plava LED i 1 bela  LED",1273.7453608247424]
[102521,"Ex9PD2bw 24V AC/DC","Signalne sijalice, 24V AC/DC, 1 plava LED i 1 bela  LED",1273.7453608247424]
[102522,"Ex9PD2bw 110V AC/DC","Signalne sijalice, 110V AC/DC, 1 plava LED i 1 bela  LED",1273.7453608247424]
[102523,"Ex9PD2bw 230V AC/DC","Signalne sijalice, 230V AC/DC, 1 plava LED i 1 bela  LED",1273.7453608247424]
[102524,"Ex9PD2ww 6.3V AC/DC","Signalne sijalice, 6,3V AC/DC, 1 bela LED i 1 bela  LED",1273.7453608247424]
[102525,"Ex9PD2ww 12V AC/DC","Signalne sijalice, 12V AC/DC, 1 bela LED i 1 bela  LED",1273.7453608247424]
[102526,"Ex9PD2ww 24V AC/DC","Signalne sijalice, 24V AC/DC, 1 bela LED i 1 bela  LED",1273.7453608247424]
[102527,"Ex9PD2ww 110V AC/DC","Signalne sijalice, 110V AC/DC, 1 bela LED i 1 bela  LED",1273.7453608247424]
[102528,"Ex9PD2ww 230V AC/DC","Signalne sijalice, 230V AC/DC, 1 bela LED i 1 bela  LED",1273.7453608247424]
[106307,"Ex9PD1e 24V AC/DC","Signalne sijalice, 24V AC/DC, 1 dvobojna LED, crvena/zelena",778.32474226804129]
[106308,"Ex9PD1e 48V AC/DC","Signalne sijalice, 48V AC/DC, 1 dvobojna LED, crvena/zelena",778.32474226804129]
[106309,"Ex9PD1e 230V AC/DC","Signalne sijalice, 230V AC/DC, 1 dvobojna LED, crvena/zelena",810.81134020618572]
[106310,"Ex9PD2e 24V AC/DC","Signalne sijalice, 24V AC/DC, 2 dvobojne LEDs, crvena/zelena",1122.1412371134022]
[106311,"Ex9PD2e 48V AC/DC","Signalne sijalice, 48V AC/DC, 2 dvobojne LED, crvena/zelena",1122.1412371134022]
[106312,"Ex9PD2e 230V AC/DC","Signalne sijalice, 230V AC/DC, 2 dvobojne LED, crvena/zelena",1180.3463917525776]
[106313,"Ex9PD3e 230/400V AC/DC","Signalne sijalice, 230/400V AC/DC, 3 crvene LED",1307.5855670103094]
[]
["Din-rail bell, Ex9HB"]
[111415,"Ex9HB AC12V","Zvono za DIN šinu 12V AC",414.20412371134029]
[111416,"Ex9HB AC230V ","Zvono za DIN šinu 230V AC",422.32577319587637]
[]
["Circuit Breakers Ex9M"]
[100886,"Ex9M1S TM AC16 3P","Kompaktni prekidač, veličina kućišta M1, Icu=Ics=36kA, In=16A, 3-polni",9647.3402061855668]
[100887,"Ex9M1S TM AC20 3P","Kompaktni prekidač, veličina kućišta M1, Icu=Ics=36kA, In=20A, 3-polni",9215.3917525773213]
[100888,"Ex9M1S TM AC25 3P","Kompaktni prekidač, veličina kućišta M1, Icu=Ics=36kA, In=25A, 3-polni",9215.3917525773213]
[100889,"Ex9M1S TM AC32 3P","Kompaktni prekidač, veličina kućišta M1, Icu=Ics=36kA, In=32A, 3-polni",9421.7835051546408]
[100890,"Ex9M1S TM AC40 3P","Kompaktni prekidač, veličina kućišta M1, Icu=Ics=36kA, In=40A, 3-polni",9215.3917525773213]
[100891,"Ex9M1S TM AC50 3P","Kompaktni prekidač, veličina kućišta M1, Icu=Ics=36kA, In=50A, 3-polni",9421.7835051546408]
[100892,"Ex9M1S TM AC63 3P","Kompaktni prekidač, veličina kućišta M1, Icu=Ics=36kA, In=63A, 3-polni",9670.9278350515488]
[100893,"Ex9M1S TM AC80 3P","Kompaktni prekidač, veličina kućišta M1, Icu=Ics=36kA, In=80A, 3-polni",10182.484536082473]
[100894,"Ex9M1S TM AC100 3P","Kompaktni prekidač, veličina kućišta M1, Icu=Ics=36kA, In=100A, 3-polni",11669.9793814433]
[100895,"Ex9M1S TM AC125 3P","Kompaktni prekidač, veličina kućišta M1, Icu=Ics=36kA, In=125A, 3-polni",13219.391752577321]
[100896,"Ex9M1N TM AC16 3P","Kompaktni prekidač, veličina kućišta M1, Icu=Ics=50kA, In=16A, 3-polni",14864.628865979384]
[100897,"Ex9M1N TM AC20 3P","Kompaktni prekidač, veličina kućišta M1, Icu=Ics=50kA, In=20A, 3-polni",14864.628865979384]
[100898,"Ex9M1N TM AC25 3P","Kompaktni prekidač, veličina kućišta M1, Icu=Ics=50kA, In=25A, 3-polni",14864.628865979384]
[100899,"Ex9M1N TM AC32 3P","Kompaktni prekidač, veličina kućišta M1, Icu=Ics=50kA, In=32A, 3-polni",14864.628865979384]
[100900,"Ex9M1N TM AC40 3P","Kompaktni prekidač, veličina kućišta M1, Icu=Ics=50kA, In=40A, 3-polni",14864.628865979384]
[100901,"Ex9M1N TM AC50 3P","Kompaktni prekidač, veličina kućišta M1, Icu=Ics=50kA, In=50A, 3-polni",14864.628865979384]
[100902,"Ex9M1N TM AC63 3P","Kompaktni prekidač, veličina kućišta M1, Icu=Ics=50kA, In=63A, 3-polni",15597.319587628866]
[100903,"Ex9M1N TM AC80 3P","Kompaktni prekidač, veličina kućišta M1, Icu=Ics=50kA, In=80A, 3-polni",16386.030927835051]
[100904,"Ex9M1N TM AC100 3P","Kompaktni prekidač, veličina kućišta M1, Icu=Ics=50kA, In=100A, 3-polni",20639.17525773196]
[100905,"Ex9M1N TM AC125 3P","Kompaktni prekidač, veličina kućišta M1, Icu=Ics=50kA, In=125A, 3-polni",33891]
[100926,"Ex9M1H TM AC16 3P","Kompaktni prekidač, veličina kućišta M1, Icu=Ics=100kA, In=16A, 3-polni",16702.989690721653]
[100927,"Ex9M1H TM AC20 3P","Kompaktni prekidač, veličina kućišta M1, Icu=Ics=100kA, In=20A, 3-polni",16702.989690721653]
[100928,"Ex9M1H TM AC25 3P","Kompaktni prekidač, veličina kućišta M1, Icu=Ics=100kA, In=25A, 3-polni",16702.989690721653]
[100929,"Ex9M1H TM AC32 3P","Kompaktni prekidač, veličina kućišta M1, Icu=Ics=100kA, In=32A, 3-polni",16702.989690721653]
[100930,"Ex9M1H TM AC40 3P","Kompaktni prekidač, veličina kućišta M1, Icu=Ics=100kA, In=40A, 3-polni",16702.989690721653]
[100931,"Ex9M1H TM AC50 3P","Kompaktni prekidač, veličina kućišta M1, Icu=Ics=100kA, In=50A, 3-polni",16702.989690721653]
[100932,"Ex9M1H TM AC63 3P","Kompaktni prekidač, veličina kućišta M1, Icu=Ics=100kA, In=63A, 3-polni",18436.680412371134]
[100933,"Ex9M1H TM AC80 3P","Kompaktni prekidač, veličina kućišta M1, Icu=Ics=100kA, In=80A, 3-polni",18436.680412371134]
[100934,"Ex9M1H TM AC100 3P","Kompaktni prekidač, veličina kućišta M1, Icu=Ics=100kA, In=100A, 3-polni",23876.577319587632]
[100935,"Ex9M1H TM AC125 3P","Kompaktni prekidač, veličina kućišta M1, Icu=Ics=100kA, In=125A, 3-polni",39329.422680412375]
[100946,"Ex9M1P TM AC16 3P","Kompaktni prekidač, veličina kućišta M1, Icu=Ics=150kA, In=16A, 3-polni",29319.422680412368]
[100947,"Ex9M1P TM AC20 3P","Kompaktni prekidač, veličina kućišta M1, Icu=Ics=150kA, In=20A, 3-polni",29319.422680412368]
[100948,"Ex9M1P TM AC25 3P","Kompaktni prekidač, veličina kućišta M1, Icu=Ics=150kA, In=25A, 3-polni",29319.422680412368]
[100949,"Ex9M1P TM AC32 3P","Kompaktni prekidač, veličina kućišta M1, Icu=Ics=150kA, In=32A, 3-polni",29319.422680412368]
[100950,"Ex9M1P TM AC40 3P","Kompaktni prekidač, veličina kućišta M1, Icu=Ics=150kA, In=40A, 3-polni",29319.422680412368]
[100951,"Ex9M1P TM AC50 3P","Kompaktni prekidač, veličina kućišta M1, Icu=Ics=150kA, In=50A, 3-polni",29319.422680412368]
[100952,"Ex9M1P TM AC63 3P","Kompaktni prekidač, veličina kućišta M1, Icu=Ics=150kA, In=63A, 3-polni",29319.422680412368]
[100953,"Ex9M1P TM AC80 3P","Kompaktni prekidač, veličina kućišta M1, Icu=Ics=150kA, In=80A, 3-polni",31684.082474226809]
[100954,"Ex9M1P TM AC100 3P","Kompaktni prekidač, veličina kućišta M1, Icu=Ics=150kA, In=100A, 3-polni",37143.14432989691]
[100955,"Ex9M1P TM AC125 3P","Kompaktni prekidač, veličina kućišta M1, Icu=Ics=150kA, In=125A, 3-polni",61178.938144329921]
[101293,"Ex9M2S TM AC125 3P","Kompaktni prekidač, veličina kućišta M2, Icu=Ics=36kA, In=125A, 3-polni",22459.845360824747]
[101294,"Ex9M2S TM AC160 3P","Kompaktni prekidač, veličina kućišta M2, Icu=Ics=36kA, In=160A, 3-polni",23633.32989690722]
[101295,"Ex9M2S TM AC180 3P","Kompaktni prekidač, veličina kućišta M2, Icu=Ics=36kA, In=180A, 3-polni",30358.752577319585]
[101296,"Ex9M2S TM AC200 3P","Kompaktni prekidač, veličina kućišta M2, Icu=Ics=36kA, In=200A, 3-polni",28999.515463917527]
[101297,"Ex9M2S TM AC225 3P","Kompaktni prekidač, veličina kućišta M2, Icu=Ics=36kA, In=225A, 3-polni",35993.247422680419]
[101298,"Ex9M2S TM AC250 3P","Kompaktni prekidač, veličina kućišta M2, Icu=Ics=36kA, In=250A, 3-polni",32954.865979381444]
[101299,"Ex9M2N TM AC125 3P","Kompaktni prekidač, veličina kućišta M2, Icu=Ics=50kA, In=125A, 3-polni",34762.268041237112]
[101300,"Ex9M2N TM AC160 3P","Kompaktni prekidač, veličina kućišta M2, Icu=Ics=50kA, In=160A, 3-polni",38629.164948453603]
[101301,"Ex9M2N TM AC180 3P","Kompaktni prekidač, veličina kućišta M2, Icu=Ics=50kA, In=180A, 3-polni",45538.865979381444]
[101302,"Ex9M2N TM AC200 3P","Kompaktni prekidač, veličina kućišta M2, Icu=Ics=50kA, In=200A, 3-polni",47649.958762886607]
[101303,"Ex9M2N TM AC225 3P","Kompaktni prekidač, veličina kućišta M2, Icu=Ics=50kA, In=225A, 3-polni",52531.123711340209]
[101304,"Ex9M2N TM AC250 3P","Kompaktni prekidač, veličina kućišta M2, Icu=Ics=50kA, In=250A, 3-polni",54407.814432989704]
[101317,"Ex9M2H TM AC125 3P","Kompaktni prekidač, veličina kućišta M2, Icu=Ics=100kA, In=125A, 3-polni",38811.969072164953]
[101318,"Ex9M2H TM AC160 3P","Kompaktni prekidač, veličina kućišta M2, Icu=Ics=100kA, In=160A, 3-polni",44486.268041237119]
[101319,"Ex9M2H TM AC180 3P","Kompaktni prekidač, veličina kućišta M2, Icu=Ics=100kA, In=180A, 3-polni",49217.061855670116]
[101320,"Ex9M2H TM AC200 3P","Kompaktni prekidač, veličina kućišta M2, Icu=Ics=100kA, In=200A, 3-polni",58050.628865979379]
[101321,"Ex9M2H TM AC225 3P","Kompaktni prekidač, veličina kućišta M2, Icu=Ics=100kA, In=225A, 3-polni",62023.670103092787]
[101322,"Ex9M2H TM AC250 3P","Kompaktni prekidač, veličina kućišta M2, Icu=Ics=100kA, In=250A, 3-polni",66228.164948453617]
[101329,"Ex9M2P TM AC125 3P","Kompaktni prekidač, veličina kućišta M2, Icu=Ics=150kA, In=125A, 3-polni",39683.237113402072]
[101330,"Ex9M2P TM AC160 3P","Kompaktni prekidač, veličina kućišta M2, Icu=Ics=150kA, In=160A, 3-polni",48936.958762886607]
[101331,"Ex9M2P TM AC180 3P","Kompaktni prekidač, veličina kućišta M2, Icu=Ics=150kA, In=180A, 3-polni",55989.659793814426]
[101332,"Ex9M2P TM AC200 3P","Kompaktni prekidač, veličina kućišta M2, Icu=Ics=150kA, In=200A, 3-polni",57583.298969072166]
[101333,"Ex9M2P TM AC225 3P","Kompaktni prekidač, veličina kućišta M2, Icu=Ics=150kA, In=225A, 3-polni",62544.072164948462]
[101334,"Ex9M2P TM AC250 3P","Kompaktni prekidač, veličina kućišta M2, Icu=Ics=150kA, In=250A, 3-polni",64705.288659793827]
[101454,"Ex9M3S TM AC250 3P","Kompaktni prekidač, veličina kućišta M3, Icu=Ics=36kA, In=250A, 3-polni",53190.103092783516]
[101455,"Ex9M3S TM AC315 3P","Kompaktni prekidač, veličina kućišta M3, Icu=Ics=36kA, In=315A, 3-polni",55683.020618556693]
[101456,"Ex9M3S TM AC350 3P","Kompaktni prekidač, veličina kućišta M3, Icu=Ics=36kA, In=350A, 3-polni",58102.226804123718]
[101457,"Ex9M3S TM AC400 3P","Kompaktni prekidač, veličina kućišta M3, Icu=Ics=36kA, In=400A, 3-polni",45740.835051546397]
[101458,"Ex9M3N TM AC250 3P","Kompaktni prekidač, veličina kućišta M3, Icu=Ics=50kA, In=250A, 3-polni",47316.78350515465]
[101459,"Ex9M3N TM AC315 3P","Kompaktni prekidač, veličina kućišta M3, Icu=Ics=50kA, In=315A, 3-polni",51913.422680412375]
[101460,"Ex9M3N TM AC350 3P","Kompaktni prekidač, veličina kućišta M3, Icu=Ics=50kA, In=350A, 3-polni",56772.474226804145]
[101461,"Ex9M3N TM AC400 3P","Kompaktni prekidač, veličina kućišta M3, Icu=Ics=50kA, In=400A, 3-polni",49128.608247422679]
[101470,"Ex9M3H TM AC250 3P","Kompaktni prekidač, veličina kućišta M3, Icu=Ics=100kA, In=250A, 3-polni",103462.71134020617]
[101471,"Ex9M3H TM AC315 3P","Kompaktni prekidač, veličina kućišta M3, Icu=Ics=100kA, In=315A, 3-polni",105629.82474226807]
[101472,"Ex9M3H TM AC350 3P","Kompaktni prekidač, veličina kućišta M3, Icu=Ics=100kA, In=350A, 3-polni",109114.89690721652]
[101473,"Ex9M3H TM AC400 3P","Kompaktni prekidač, veličina kućišta M3, Icu=Ics=100kA, In=400A, 3-polni",114078.61855670107]
[101478,"Ex9M3P TM AC250 3P","Kompaktni prekidač, veličina kućišta M3, Icu=Ics=150kA, In=250A, 3-polni",117526.83505154641]
[101479,"Ex9M3P TM AC315 3P","Kompaktni prekidač, veličina kućišta M3, Icu=Ics=150kA, In=315A, 3-polni",119720.4845360825]
[101480,"Ex9M3P TM AC350 3P","Kompaktni prekidač, veličina kućišta M3, Icu=Ics=150kA, In=350A, 3-polni",123780.50515463921]
[101481,"Ex9M3P TM AC400 3P","Kompaktni prekidač, veličina kućišta M3, Icu=Ics=150kA, In=400A, 3-polni",126364.82474226804]
[103373,"Ex9M4S TM AC400 3P","Kompaktni prekidač, veličina kućišta M4, Icu=Ics=36kA, In=400A, 3-polni",52883.463917525783]
[103374,"Ex9M4S TM AC500 3P","Kompaktni prekidač, veličina kućišta M4, Icu=Ics=36kA, In=500A, 3-polni",56685.49484536083]
[103375,"Ex9M4S TM AC630 3P","Kompaktni prekidač, veličina kućišta M4, Icu=Ics=36kA, In=630A, 3-polni",58428.030927835061]
[103376,"Ex9M4N TM AC400 3P","Kompaktni prekidač, veličina kućišta M4, Icu=Ics=50kA, In=400A, 3-polni",57138.082474226809]
[103377,"Ex9M4N TM AC500 3P","Kompaktni prekidač, veličina kućišta M4, Icu=Ics=50kA, In=500A, 3-polni",67108.278350515466]
[103378,"Ex9M4N TM AC630 3P","Kompaktni prekidač, veličina kućišta M4, Icu=Ics=50kA, In=630A, 3-polni",71715.237113402065]
[103385,"Ex9M4H TM AC400 3P","Kompaktni prekidač, veličina kućišta M4, Icu=Ics=100kA, In=400A, 3-polni",68349.577319587625]
[103386,"Ex9M4H TM AC500 3P","Kompaktni prekidač, veličina kućišta M4, Icu=Ics=100kA, In=500A, 3-polni",84290.391752577329]
[103387,"Ex9M4H TM AC630 3P","Kompaktni prekidač, veličina kućišta M4, Icu=Ics=100kA, In=630A, 3-polni",95364.783505154657]
[103391,"Ex9M4P TM AC400 3P","Kompaktni prekidač, veličina kućišta M4, Icu=Ics=150kA, In=400A, 3-polni",76860.28865979382]
[103392,"Ex9M4P TM AC500 3P","Kompaktni prekidač, veličina kućišta M4, Icu=Ics=150kA, In=500A, 3-polni",92528.371134020636]
[103393,"Ex9M4P TM AC630 3P","Kompaktni prekidač, veličina kućišta M4, Icu=Ics=150kA, In=630A, 3-polni",104415.06185567011]
[103394,"Ex9M5S TM AC630 3P","Kompaktni prekidač, veličina kućišta M5, Icu=Ics=36kA, In=630A, 3-polni",78086.845360824736]
[103395,"Ex9M5S TM AC700 3P","Kompaktni prekidač, veličina kućišta M5, Icu=Ics=36kA, In=700A, 3-polni",80137.494845360838]
[103396,"Ex9M5S TM AC800 3P","Kompaktni prekidač, veličina kućišta M5, Icu=Ics=36kA, In=800A, 3-polni",83196.515463917545]
[103397,"Ex9M5N TM AC630 3P","Kompaktni prekidač, veličina kućišta M5, Icu=Ics=50kA, In=630A, 3-polni",93364.257731958773]
[103398,"Ex9M5N TM AC700 3P","Kompaktni prekidač, veličina kućišta M5, Icu=Ics=50kA, In=700A, 3-polni",107151.22680412374]
[103399,"Ex9M5N TM AC800 3P","Kompaktni prekidač, veličina kućišta M5, Icu=Ics=50kA, In=800A, 3-polni",114954.30927835053]
[103406,"Ex9M5H TM AC630 3P","Kompaktni prekidač, veličina kućišta M5, Icu=Ics=100kA, In=630A, 3-polni",100515.7319587629]
[103407,"Ex9M5H TM AC700 3P","Kompaktni prekidač, veličina kućišta M5, Icu=Ics=100kA, In=700A, 3-polni",123954.46391752576]
[103408,"Ex9M5H TM AC800 3P","Kompaktni prekidač, veličina kućišta M5, Icu=Ics=100kA, In=800A, 3-polni",140244.67010309279]
[103412,"Ex9M5P TM AC630 3P","Kompaktni prekidač, veličina kućišta M5, Icu=Ics=150kA, In=630A, 3-polni",113028.96907216495]
[103413,"Ex9M5P TM AC700 3P","Kompaktni prekidač, veličina kućišta M5, Icu=Ics=150kA, In=700A, 3-polni",136072.60824742267]
[103414,"Ex9M5P TM AC800 3P","Kompaktni prekidač, veličina kućišta M5, Icu=Ics=150kA, In=800A, 3-polni",153552.51546391752]
[]
["Moulded Case Circuit Breakers Ex9M 4P"]
[103062,"Ex9M1S TM AC16 4P4T","Kompaktni prekidač, veličina kućišta M1, Icu=Ics=36kA, In=16A, 4-polni",13758.958762886599]
[103063,"Ex9M1S TM AC20 4P4T","Kompaktni prekidač, veličina kućišta M1, Icu=Ics=36kA, In=20A, 4-polni",13758.958762886599]
[103064,"Ex9M1S TM AC25 4P4T","Kompaktni prekidač, veličina kućišta M1, Icu=Ics=36kA, In=25A, 4-polni",13758.958762886599]
[103065,"Ex9M1S TM AC32 4P4T","Kompaktni prekidač, veličina kućišta M1, Icu=Ics=36kA, In=32A, 4-polni",13758.958762886599]
[103066,"Ex9M1S TM AC40 4P4T","Kompaktni prekidač, veličina kućišta M1, Icu=Ics=36kA, In=40A, 4-polni",13758.958762886599]
[103067,"Ex9M1S TM AC50 4P4T","Kompaktni prekidač, veličina kućišta M1, Icu=Ics=36kA, In=50A, 4-polni",13758.958762886599]
[103068,"Ex9M1S TM AC63 4P4T","Kompaktni prekidač, veličina kućišta M1, Icu=Ics=36kA, In=63A, 4-polni",13893.113402061859]
[103069,"Ex9M1S TM AC80 4P4T","Kompaktni prekidač, veličina kućišta M1, Icu=Ics=36kA, In=80A, 4-polni",15553.092783505157]
[103070,"Ex9M1S TM AC100 4P4T","Kompaktni prekidač, veličina kućišta M1, Icu=Ics=36kA, In=100A, 4-polni",17733.474226804126]
[103071,"Ex9M1S TM AC125 4P4T","Kompaktni prekidač, veličina kućišta M1, Icu=Ics=36kA, In=125A, 4-polni",27463.371134020621]
[103072,"Ex9M1N TM AC16 4P4T","Kompaktni prekidač, veličina kućišta M1, Icu=Ics=50kA, In=16A, 4-polni",22692.773195876289]
[103073,"Ex9M1N TM AC20 4P4T","Kompaktni prekidač, veličina kućišta M1, Icu=Ics=50kA, In=20A, 4-polni",22692.773195876289]
[103074,"Ex9M1N TM AC25 4P4T","Kompaktni prekidač, veličina kućišta M1, Icu=Ics=50kA, In=25A, 4-polni",22692.773195876289]
[103075,"Ex9M1N TM AC32 4P4T","Kompaktni prekidač, veličina kućišta M1, Icu=Ics=50kA, In=32A, 4-polni",22692.773195876289]
[103076,"Ex9M1N TM AC40 4P4T","Kompaktni prekidač, veličina kućišta M1, Icu=Ics=50kA, In=40A, 4-polni",22692.773195876289]
[103077,"Ex9M1N TM AC50 4P4T","Kompaktni prekidač, veličina kućišta M1, Icu=Ics=50kA, In=50A, 4-polni",22692.773195876289]
[103078,"Ex9M1N TM AC63 4P4T","Kompaktni prekidač, veličina kućišta M1, Icu=Ics=50kA, In=63A, 4-polni",23959.13402061856]
[103079,"Ex9M1N TM AC80 4P4T","Kompaktni prekidač, veličina kućišta M1, Icu=Ics=50kA, In=80A, 4-polni",26776.381443298971]
[103080,"Ex9M1N TM AC100 4P4T","Kompaktni prekidač, veličina kućišta M1, Icu=Ics=50kA, In=100A, 4-polni",27498.752577319592]
[103081,"Ex9M1N TM AC125 4P4T","Kompaktni prekidač, veličina kućišta M1, Icu=Ics=50kA, In=125A, 4-polni",47742.835051546404]
[103102,"Ex9M1H TM AC16 4P4T","Kompaktni prekidač, veličina kućišta M1, Icu=Ics=100kA, In=16A, 4-polni",26998.989690721653]
[103103,"Ex9M1H TM AC20 4P4T","Kompaktni prekidač, veličina kućišta M1, Icu=Ics=100kA, In=20A, 4-polni",26998.989690721653]
[103104,"Ex9M1H TM AC25 4P4T","Kompaktni prekidač, veličina kućišta M1, Icu=Ics=100kA, In=25A, 4-polni",26998.989690721653]
[103105,"Ex9M1H TM AC32 4P4T","Kompaktni prekidač, veličina kućišta M1, Icu=Ics=100kA, In=32A, 4-polni",26998.989690721653]
[103106,"Ex9M1H TM AC40 4P4T","Kompaktni prekidač, veličina kućišta M1, Icu=Ics=100kA, In=40A, 4-polni",26998.989690721653]
[103107,"Ex9M1H TM AC50 4P4T","Kompaktni prekidač, veličina kućišta M1, Icu=Ics=100kA, In=50A, 4-polni",26998.989690721653]
[103108,"Ex9M1H TM AC63 4P4T","Kompaktni prekidač, veličina kućišta M1, Icu=Ics=100kA, In=63A, 4-polni",26708.567010309282]
[103109,"Ex9M1H TM AC80 4P4T","Kompaktni prekidač, veličina kućišta M1, Icu=Ics=100kA, In=80A, 4-polni",30047.690721649484]
[103110,"Ex9M1H TM AC100 4P4T","Kompaktni prekidač, veličina kućišta M1, Icu=Ics=100kA, In=100A, 4-polni",37420.298969072173]
[103111,"Ex9M1H TM AC125 4P4T","Kompaktni prekidač, veličina kućišta M1, Icu=Ics=100kA, In=125A, 4-polni",59390.701030927848]
[103122,"Ex9M1P TM AC16 4P4T","Kompaktni prekidač, veličina kućišta M1, Icu=Ics=150kA, In=16A, 4-polni",33432.515463917531]
[103123,"Ex9M1P TM AC20 4P4T","Kompaktni prekidač, veličina kućišta M1, Icu=Ics=150kA, In=20A, 4-polni",33432.515463917531]
[103124,"Ex9M1P TM AC25 4P4T","Kompaktni prekidač, veličina kućišta M1, Icu=Ics=150kA, In=25A, 4-polni",33432.515463917531]
[103125,"Ex9M1P TM AC32 4P4T","Kompaktni prekidač, veličina kućišta M1, Icu=Ics=150kA, In=32A, 4-polni",33432.515463917531]
[103126,"Ex9M1P TM AC40 4P4T","Kompaktni prekidač, veličina kućišta M1, Icu=Ics=150kA, In=40A, 4-polni",33432.515463917531]
[103127,"Ex9M1P TM AC50 4P4T","Kompaktni prekidač, veličina kućišta M1, Icu=Ics=150kA, In=50A, 4-polni",33432.515463917531]
[103128,"Ex9M1P TM AC63 4P4T","Kompaktni prekidač, veličina kućišta M1, Icu=Ics=150kA, In=63A, 4-polni",38558.402061855682]
[103129,"Ex9M1P TM AC80 4P4T","Kompaktni prekidač, veličina kućišta M1, Icu=Ics=150kA, In=80A, 4-polni",38558.402061855682]
[103130,"Ex9M1P TM AC100 4P4T","Kompaktni prekidač, veličina kućišta M1, Icu=Ics=150kA, In=100A, 4-polni",41403.659793814433]
[103131,"Ex9M1P TM AC125 4P4T","Kompaktni prekidač, veličina kućišta M1, Icu=Ics=150kA, In=125A, 4-polni",55161.144329896924]
[103132,"Ex9M2S TM AC125 4P4T","Kompaktni prekidač, veličina kućišta M2, Icu=Ics=36kA, In=125A, 4-polni",35909.216494845372]
[103133,"Ex9M2S TM AC160 4P4T","Kompaktni prekidač, veličina kućišta M2, Icu=Ics=36kA, In=160A, 4-polni",37519.072164948462]
[103134,"Ex9M2S TM AC180 4P4T","Kompaktni prekidač, veličina kućišta M2, Icu=Ics=36kA, In=180A, 4-polni",40373.175257731971]
[103135,"Ex9M2S TM AC200 4P4T","Kompaktni prekidač, veličina kućišta M2, Icu=Ics=36kA, In=200A, 4-polni",45658.278350515466]
[103136,"Ex9M2S TM AC225 4P4T","Kompaktni prekidač, veličina kućišta M2, Icu=Ics=36kA, In=225A, 4-polni",49501.587628865978]
[103137,"Ex9M2S TM AC250 4P4T","Kompaktni prekidač, veličina kućišta M2, Icu=Ics=36kA, In=250A, 4-polni",52161.092783505163]
[103138,"Ex9M2N TM AC125 4P4T","Kompaktni prekidač, veličina kućišta M2, Icu=Ics=50kA, In=125A, 4-polni",41234.123711340209]
[103139,"Ex9M2N TM AC160 4P4T","Kompaktni prekidač, veličina kućišta M2, Icu=Ics=50kA, In=160A, 4-polni",56434.876288659805]
[103140,"Ex9M2N TM AC180 4P4T","Kompaktni prekidač, veličina kućišta M2, Icu=Ics=50kA, In=180A, 4-polni",61973.546391752592]
[103141,"Ex9M2N TM AC200 4P4T","Kompaktni prekidač, veličina kućišta M2, Icu=Ics=50kA, In=200A, 4-polni",66918.103092783524]
[103142,"Ex9M2N TM AC225 4P4T","Kompaktni prekidač, veličina kućišta M2, Icu=Ics=50kA, In=225A, 4-polni",72702.969072164968]
[103143,"Ex9M2N TM AC250 4P4T","Kompaktni prekidač, veličina kućišta M2, Icu=Ics=50kA, In=250A, 4-polni",77945.319587628881]
[103156,"Ex9M2H TM AC125 4P4T","Kompaktni prekidač, veličina kućišta M2, Icu=Ics=100kA, In=125A, 4-polni",44135.402061855675]
[103157,"Ex9M2H TM AC160 4P4T","Kompaktni prekidač, veličina kućišta M2, Icu=Ics=100kA, In=160A, 4-polni",59700.28865979382]
[103158,"Ex9M2H TM AC180 4P4T","Kompaktni prekidač, veličina kućišta M2, Icu=Ics=100kA, In=180A, 4-polni",61973.546391752592]
[103159,"Ex9M2H TM AC200 4P4T","Kompaktni prekidač, veličina kućišta M2, Icu=Ics=100kA, In=200A, 4-polni",70627.257731958773]
[103160,"Ex9M2H TM AC225 4P4T","Kompaktni prekidač, veličina kućišta M2, Icu=Ics=100kA, In=225A, 4-polni",72702.969072164968]
[103161,"Ex9M2H TM AC250 4P4T","Kompaktni prekidač, veličina kućišta M2, Icu=Ics=100kA, In=250A, 4-polni",82183.721649484549]
[103168,"Ex9M2P TM AC125 4P4T","Kompaktni prekidač, veličina kućišta M2, Icu=Ics=150kA, In=125A, 4-polni",47834.237113402072]
[103169,"Ex9M2P TM AC160 4P4T","Kompaktni prekidač, veličina kućišta M2, Icu=Ics=150kA, In=160A, 4-polni",62620.731958762903]
[103170,"Ex9M2P TM AC180 4P4T","Kompaktni prekidač, veličina kućišta M2, Icu=Ics=150kA, In=180A, 4-polni",67992.814432989704]
[103171,"Ex9M2P TM AC200 4P4T","Kompaktni prekidač, veličina kućišta M2, Icu=Ics=150kA, In=200A, 4-polni",73176.195876288679]
[103172,"Ex9M2P TM AC225 4P4T","Kompaktni prekidač, veličina kućišta M2, Icu=Ics=150kA, In=225A, 4-polni",80094.742268041242]
[103173,"Ex9M2P TM AC250 4P4T","Kompaktni prekidač, veličina kućišta M2, Icu=Ics=150kA, In=250A, 4-polni",86494.360824742282]
[103174,"Ex9M3S TM AC250 4P4T","Kompaktni prekidač, veličina kućišta M3, Icu=Ics=36kA, In=250A, 4-polni",75322.670103092794]
[103175,"Ex9M3S TM AC315 4P4T","Kompaktni prekidač, veličina kućišta M3, Icu=Ics=36kA, In=315A, 4-polni",77357.103092783524]
[103176,"Ex9M3S TM AC350 4P4T","Kompaktni prekidač, veličina kućišta M3, Icu=Ics=36kA, In=350A, 4-polni",78061.783505154657]
[103177,"Ex9M3S TM AC400 4P4T","Kompaktni prekidač, veličina kućišta M3, Icu=Ics=36kA, In=400A, 4-polni",78902.092783505184]
[103178,"Ex9M3N TM AC250 4P4T","Kompaktni prekidač, veličina kućišta M3, Icu=Ics=50kA, In=250A, 4-polni",80108.010309278354]
[103179,"Ex9M3N TM AC315 4P4T","Kompaktni prekidač, veličina kućišta M3, Icu=Ics=50kA, In=315A, 4-polni",80674.113402061863]
[103180,"Ex9M3N TM AC350 4P4T","Kompaktni prekidač, veličina kućišta M3, Icu=Ics=50kA, In=350A, 4-polni",84703.175257731957]
[103181,"Ex9M3N TM AC400 4P4T","Kompaktni prekidač, veličina kućišta M3, Icu=Ics=50kA, In=400A, 4-polni",87173.979381443321]
[103190,"Ex9M3H TM AC250 4P4T","Kompaktni prekidač, veličina kućišta M3, Icu=Ics=100kA, In=250A, 4-polni",130685.78350515467]
[103191,"Ex9M3H TM AC315 4P4T","Kompaktni prekidač, veličina kućišta M3, Icu=Ics=100kA, In=315A, 4-polni",132903.02061855671]
[103192,"Ex9M3H TM AC350 4P4T","Kompaktni prekidač, veličina kućišta M3, Icu=Ics=100kA, In=350A, 4-polni",135050.96907216497]
[103193,"Ex9M3H TM AC400 4P4T","Kompaktni prekidač, veličina kućišta M3, Icu=Ics=100kA, In=400A, 4-polni",140423.05154639177]
[103198,"Ex9M3P TM AC250 4P4T","Kompaktni prekidač, veličina kućišta M3, Icu=Ics=150kA, In=250A, 4-polni",146059.02061855671]
[103199,"Ex9M3P TM AC315 4P4T","Kompaktni prekidač, veličina kućišta M3, Icu=Ics=150kA, In=315A, 4-polni",148742.11340206186]
[103200,"Ex9M3P TM AC350 4P4T","Kompaktni prekidač, veličina kućišta M3, Icu=Ics=150kA, In=350A, 4-polni",151161.31958762888]
[103201,"Ex9M3P TM AC400 4P4T","Kompaktni prekidač, veličina kućišta M3, Icu=Ics=150kA, In=400A, 4-polni",157338.32989690723]
[103415,"Ex9M4S TM AC400 4P4T","Kompaktni prekidač, veličina kućišta M4, Icu=Ics=36kA, In=400A, 4-polni",80144.865979381444]
[103416,"Ex9M4S TM AC500 4P4T","Kompaktni prekidač, veličina kućišta M4, Icu=Ics=36kA, In=500A, 4-polni",93928.886597938152]
[103417,"Ex9M4S TM AC630 4P4T","Kompaktni prekidač, veličina kućišta M4, Icu=Ics=36kA, In=630A, 4-polni",112543.94845360826]
[103418,"Ex9M4N TM AC400 4P4T","Kompaktni prekidač, veličina kućišta M4, Icu=Ics=50kA, In=400A, 4-polni",86540.061855670108]
[103419,"Ex9M4N TM AC500 4P4T","Kompaktni prekidač, veličina kućišta M4, Icu=Ics=50kA, In=500A, 4-polni",101602.23711340208]
[103420,"Ex9M4N TM AC630 4P4T","Kompaktni prekidač, veličina kućišta M4, Icu=Ics=50kA, In=630A, 4-polni",119932.77319587629]
[103427,"Ex9M4H TM AC400 4P4T","Kompaktni prekidač, veličina kućišta M4, Icu=Ics=100kA, In=400A, 4-polni",93218.309278350527]
[103428,"Ex9M4H TM AC500 4P4T","Kompaktni prekidač, veličina kućišta M4, Icu=Ics=100kA, In=500A, 4-polni",114960.20618556703]
[103429,"Ex9M4H TM AC630 4P4T","Kompaktni prekidač, veličina kućišta M4, Icu=Ics=100kA, In=630A, 4-polni",130022.381443299]
[103433,"Ex9M4P TM AC400 4P4T","Kompaktni prekidač, veličina kućišta M4, Icu=Ics=150kA, In=400A, 4-polni",104729.07216494846]
[103434,"Ex9M4P TM AC500 4P4T","Kompaktni prekidač, veličina kućišta M4, Icu=Ics=150kA, In=500A, 4-polni",126184.96907216501]
[103435,"Ex9M4P TM AC630 4P4T","Kompaktni prekidač, veličina kućišta M4, Icu=Ics=150kA, In=630A, 4-polni",142385.24742268043]
[103436,"Ex9M5S TM AC630 4P4T","Kompaktni prekidač, veličina kućišta M5, Icu=Ics=36kA, In=630A, 4-polni",152759.381443299]
[103437,"Ex9M5S TM AC700 4P4T","Kompaktni prekidač, veličina kućišta M5, Icu=Ics=36kA, In=700A, 4-polni",179046.31958762888]
[103438,"Ex9M5S TM AC800 4P4T","Kompaktni prekidač, veličina kućišta M5, Icu=Ics=36kA, In=800A, 4-polni",214572.23711340208]
[103439,"Ex9M5N TM AC630 4P4T","Kompaktni prekidač, veličina kućišta M5, Icu=Ics=50kA, In=630A, 4-polni",164979.24742268043]
[103440,"Ex9M5N TM AC700 4P4T","Kompaktni prekidač, veličina kućišta M5, Icu=Ics=50kA, In=700A, 4-polni",193825.44329896907]
[103441,"Ex9M5N TM AC800 4P4T","Kompaktni prekidač, veličina kućišta M5, Icu=Ics=50kA, In=800A, 4-polni",228497.78350515469]
[103448,"Ex9M5H TM AC630 4P4T","Kompaktni prekidač, veličina kućišta M5, Icu=Ics=100kA, In=630A, 4-polni",177626.63917525782]
[103449,"Ex9M5H TM AC700 4P4T","Kompaktni prekidač, veličina kućišta M5, Icu=Ics=100kA, In=700A, 4-polni",219118.7525773196]
[103450,"Ex9M5H TM AC800 4P4T","Kompaktni prekidač, veličina kućišta M5, Icu=Ics=100kA, In=800A, 4-polni",247823.42268041233]
[103454,"Ex9M5P TM AC630 4P4T","Kompaktni prekidač, veličina kućišta M5, Icu=Ics=150kA, In=630A, 4-polni",199793.11340206189]
[103455,"Ex9M5P TM AC700 4P4T","Kompaktni prekidač, veličina kućišta M5, Icu=Ics=150kA, In=700A, 4-polni",240434.59793814438]
[103456,"Ex9M5P TM AC800 4P4T","Kompaktni prekidač, veličina kućišta M5, Icu=Ics=150kA, In=800A, 4-polni",271412.5257731959]
[]
["Moulded Case Circuit Breakers Ex9M, new series"]
[111791,"Ex9M1S TM 16 3P EU","AC komp. prekidač, termo-magn, veličina M1, Icu=Ics=36kA, In=16A, 3P",9647.3402061855668]
[111792,"Ex9M1S TM 20 3P EU","AC komp. prekidač, termo-magn, veličina M1, Icu=Ics=36kA, In=20A, 3P",9215.3917525773213]
[111793,"Ex9M1S TM 25 3P EU","AC komp. prekidač, termo-magn, veličina M1, Icu=Ics=36kA, In=25A, 3P",9215.3917525773213]
[111794,"Ex9M1S TM 32 3P EU","AC komp. prekidač, termo-magn, veličina M1, Icu=Ics=36kA, In=32A, 3P",9421.7835051546408]
[111795,"Ex9M1S TM 40 3P EU","AC komp. prekidač, termo-magn, veličina M1, Icu=Ics=36kA, In=40A, 3P",9215.3917525773213]
[111796,"Ex9M1S TM 50 3P EU","AC komp. prekidač, termo-magn, veličina M1, Icu=Ics=36kA, In=50A, 3P",9421.7835051546408]
[111797,"Ex9M1S TM 63 3P EU","AC komp. prekidač, termo-magn, veličina M1, Icu=Ics=36kA, In=63A, 3P",9670.9278350515488]
[111798,"Ex9M1S TM 80 3P EU","AC komp. prekidač, termo-magn, veličina M1, Icu=Ics=36kA, In=80A, 3P",10182.484536082473]
[111799,"Ex9M1S TM 100 3P EU","AC komp. prekidač, termo-magn, veličina M1, Icu=Ics=36kA, In=100A, 3P",11669.9793814433]
[111800,"Ex9M1S TM 125 3P EU","AC komp. prekidač, termo-magn, veličina M1, Icu=Ics=36kA, In=125A, 3P",13219.391752577321]
[111801,"Ex9M1S TM 160 3P EU","AC komp. prekidač, termo-magn, veličina M1, Icu=Ics=36kA, In=160A, 3P",13615.973505154643]
[111802,"Ex9M1S TM 16 4P4T EU","AC komp. prekidač, termo-magn, veličina M1, Icu=Ics=36kA, In=16A, 4P4T",13758.958762886599]
[111803,"Ex9M1S TM 20 4P4T EU","AC komp. prekidač, termo-magn, veličina M1, Icu=Ics=36kA, In=20A, 4P4T",13758.958762886599]
[111804,"Ex9M1S TM 25 4P4T EU","AC komp. prekidač, termo-magn, veličina M1, Icu=Ics=36kA, In=25A, 4P4T",13758.958762886599]
[111805,"Ex9M1S TM 32 4P4T EU","AC komp. prekidač, termo-magn, veličina M1, Icu=Ics=36kA, In=32A, 4P4T",13758.958762886599]
[111806,"Ex9M1S TM 40 4P4T EU","AC komp. prekidač, termo-magn, veličina M1, Icu=Ics=36kA, In=40A, 4P4T",13758.958762886599]
[111807,"Ex9M1S TM 50 4P4T EU","AC komp. prekidač, termo-magn, veličina M1, Icu=Ics=36kA, In=50A, 4P4T",13758.958762886599]
[111808,"Ex9M1S TM 63 4P4T EU","AC komp. prekidač, termo-magn, veličina M1, Icu=Ics=36kA, In=63A, 4P4T",13893.113402061859]
[111809,"Ex9M1S TM 80 4P4T EU","AC komp. prekidač, termo-magn, veličina M1, Icu=Ics=36kA, In=80A, 4P4T",15553.092783505157]
[111810,"Ex9M1S TM 100 4P4T EU","AC komp. prekidač, termo-magn, veličina M1, Icu=Ics=36kA, In=100A, 4P4T",17733.474226804126]
[111811,"Ex9M1S TM 125 4P4T EU","AC komp. prekidač, termo-magn, veličina M1, Icu=Ics=36kA, In=125A, 4P4T",27463.371134020621]
[111812,"Ex9M1S TM 160 4P4T EU","AC komp. prekidač, termo-magn, veličina M1, Icu=Ics=36kA, In=160A, 4P4T",28287.272268041241]
[111813,"Ex9M1N TM 16 3P EU","AC komp. prekidač, termo-magn, veličina M1, Icu=Ics=50kA, In=16A, 3P",14864.628865979384]
[111814,"Ex9M1N TM 20 3P EU","AC komp. prekidač, termo-magn, veličina M1, Icu=Ics=50kA, In=20A, 3P",14864.628865979384]
[111815,"Ex9M1N TM 25 3P EU","AC komp. prekidač, termo-magn, veličina M1, Icu=Ics=50kA, In=25A, 3P",14864.628865979384]
[111816,"Ex9M1N TM 32 3P EU","AC komp. prekidač, termo-magn, veličina M1, Icu=Ics=50kA, In=32A, 3P",14864.628865979384]
[111817,"Ex9M1N TM 40 3P EU","AC komp. prekidač, termo-magn, veličina M1, Icu=Ics=50kA, In=40A, 3P",14864.628865979384]
[111818,"Ex9M1N TM 50 3P EU","AC komp. prekidač, termo-magn, veličina M1, Icu=Ics=50kA, In=50A, 3P",14864.628865979384]
[111819,"Ex9M1N TM 63 3P EU","AC komp. prekidač, termo-magn, veličina M1, Icu=Ics=50kA, In=63A, 3P",15597.319587628866]
[111820,"Ex9M1N TM 80 3P EU","AC komp. prekidač, termo-magn, veličina M1, Icu=Ics=50kA, In=80A, 3P",16386.030927835051]
[111821,"Ex9M1N TM 100 3P EU","AC komp. prekidač, termo-magn, veličina M1, Icu=Ics=50kA, In=100A, 3P",20639.17525773196]
[111822,"Ex9M1N TM 125 3P EU","AC komp. prekidač, termo-magn, veličina M1, Icu=Ics=50kA, In=125A, 3P",33891]
[111823,"Ex9M1N TM 160 3P EU","AC komp. prekidač, termo-magn, veličina M1, Icu=Ics=50kA, In=160A, 3P",34907.730000000003]
[111824,"Ex9M1N TM 16 4P4T EU","AC komp. prekidač, termo-magn, veličina M1, Icu=Ics=50kA, In=16A, 4P4T",22692.773195876289]
[111825,"Ex9M1N TM 20 4P4T EU","AC komp. prekidač, termo-magn, veličina M1, Icu=Ics=50kA, In=20A, 4P4T",22692.773195876289]
[111826,"Ex9M1N TM 25 4P4T EU","AC komp. prekidač, termo-magn, veličina M1, Icu=Ics=50kA, In=25A, 4P4T",22692.773195876289]
[111827,"Ex9M1N TM 32 4P4T EU","AC komp. prekidač, termo-magn, veličina M1, Icu=Ics=50kA, In=32A, 4P4T",22692.773195876289]
[111828,"Ex9M1N TM 40 4P4T EU","AC komp. prekidač, termo-magn, veličina M1, Icu=Ics=50kA, In=40A, 4P4T",22692.773195876289]
[111829,"Ex9M1N TM 50 4P4T EU","AC komp. prekidač, termo-magn, veličina M1, Icu=Ics=50kA, In=50A, 4P4T",22692.773195876289]
[111830,"Ex9M1N TM 63 4P4T EU","AC komp. prekidač, termo-magn, veličina M1, Icu=Ics=50kA, In=63A, 4P4T",23959.13402061856]
[111831,"Ex9M1N TM 80 4P4T EU","AC komp. prekidač, termo-magn, veličina M1, Icu=Ics=50kA, In=80A, 4P4T",26776.381443298971]
[111832,"Ex9M1N TM 100 4P4T EU","AC komp. prekidač, termo-magn, veličina M1, Icu=Ics=50kA, In=100A, 4P4T",27498.752577319592]
[111833,"Ex9M1N TM 125 4P4T EU","AC komp. prekidač, termo-magn, veličina M1, Icu=Ics=50kA, In=125A, 4P4T",47742.835051546404]
[111834,"Ex9M1N TM 160 4P4T EU","AC komp. prekidač, termo-magn, veličina M1, Icu=Ics=50kA, In=160A, 4P4T",50129.976804123718]
[111835,"Ex9M1Q TM 16 3P EU","AC komp. prekidač, termo-magn, veličina M1, Icu=Ics=70kA, In=16A, 3P",15310.567731958765]
[111836,"Ex9M1Q TM 20 3P EU","AC komp. prekidač, termo-magn, veličina M1, Icu=Ics=70kA, In=20A, 3P",15310.567731958765]
[111837,"Ex9M1Q TM 25 3P EU","AC komp. prekidač, termo-magn, veličina M1, Icu=Ics=70kA, In=25A, 3P",15310.567731958765]
[111838,"Ex9M1Q TM 32 3P EU","AC komp. prekidač, termo-magn, veličina M1, Icu=Ics=70kA, In=32A, 3P",15310.567731958765]
[111839,"Ex9M1Q TM 40 3P EU","AC komp. prekidač, termo-magn, veličina M1, Icu=Ics=70kA, In=40A, 3P",15310.567731958765]
[111840,"Ex9M1Q TM 50 3P EU","AC komp. prekidač, termo-magn, veličina M1, Icu=Ics=70kA, In=50A, 3P",15310.567731958765]
[111841,"Ex9M1Q TM 63 3P EU","AC komp. prekidač, termo-magn, veličina M1, Icu=Ics=70kA, In=63A, 3P",16065.239175257735]
[111842,"Ex9M1Q TM 80 3P EU","AC komp. prekidač, termo-magn, veličina M1, Icu=Ics=70kA, In=80A, 3P",16877.611855670104]
[111843,"Ex9M1Q TM 100 3P EU","AC komp. prekidač, termo-magn, veličina M1, Icu=Ics=70kA, In=100A, 3P",21258.350515463924]
[111844,"Ex9M1Q TM 125 3P EU","AC komp. prekidač, termo-magn, veličina M1, Icu=Ics=70kA, In=125A, 3P",34907.730000000003]
[111845,"Ex9M1Q TM 160 3P EU","AC komp. prekidač, termo-magn, veličina M1, Icu=Ics=70kA, In=160A, 3P",35954.961900000002]
[111846,"Ex9M1Q TM 16 4P4T EU","AC komp. prekidač, termo-magn, veličina M1, Icu=Ics=70kA, In=16A, 4P4T",23373.55639175258]
[111847,"Ex9M1Q TM 20 4P4T EU","AC komp. prekidač, termo-magn, veličina M1, Icu=Ics=70kA, In=20A, 4P4T",23373.55639175258]
[111848,"Ex9M1Q TM 25 4P4T EU","AC komp. prekidač, termo-magn, veličina M1, Icu=Ics=70kA, In=25A, 4P4T",23373.55639175258]
[111849,"Ex9M1Q TM 32 4P4T EU","AC komp. prekidač, termo-magn, veličina M1, Icu=Ics=70kA, In=32A, 4P4T",23373.55639175258]
[111850,"Ex9M1Q TM 40 4P4T EU","AC komp. prekidač, termo-magn, veličina M1, Icu=Ics=70kA, In=40A, 4P4T",23373.55639175258]
[111851,"Ex9M1Q TM 50 4P4T EU","AC komp. prekidač, termo-magn, veličina M1, Icu=Ics=70kA, In=50A, 4P4T",23373.55639175258]
[111852,"Ex9M1Q TM 63 4P4T EU","AC komp. prekidač, termo-magn, veličina M1, Icu=Ics=70kA, In=63A, 4P4T",24677.908041237115]
[111853,"Ex9M1Q TM 80 4P4T EU","AC komp. prekidač, termo-magn, veličina M1, Icu=Ics=70kA, In=80A, 4P4T",27579.672886597938]
[111854,"Ex9M1Q TM 100 4P4T EU","AC komp. prekidač, termo-magn, veličina M1, Icu=Ics=70kA, In=100A, 4P4T",28323.71515463918]
[111855,"Ex9M1Q TM 125 4P4T EU","AC komp. prekidač, termo-magn, veličina M1, Icu=Ics=70kA, In=125A, 4P4T",49175.120103092791]
[111856,"Ex9M1Q TM 160 4P4T EU","AC komp. prekidač, termo-magn, veličina M1, Icu=Ics=70kA, In=160A, 4P4T",51633.87610824743]
[111857,"Ex9M1H TM 16 3P EU","AC komp. prekidač, termo-magn, veličina M1, Icu=Ics=100kA, In=16A, 3P",16702.989690721653]
[111858,"Ex9M1H TM 20 3P EU","AC komp. prekidač, termo-magn, veličina M1, Icu=Ics=100kA, In=20A, 3P",16702.989690721653]
[111859,"Ex9M1H TM 25 3P EU","AC komp. prekidač, termo-magn, veličina M1, Icu=Ics=100kA, In=25A, 3P",16702.989690721653]
[111860,"Ex9M1H TM 32 3P EU","AC komp. prekidač, termo-magn, veličina M1, Icu=Ics=100kA, In=32A, 3P",16702.989690721653]
[111861,"Ex9M1H TM 40 3P EU","AC komp. prekidač, termo-magn, veličina M1, Icu=Ics=100kA, In=40A, 3P",16702.989690721653]
[111862,"Ex9M1H TM 50 3P EU","AC komp. prekidač, termo-magn, veličina M1, Icu=Ics=100kA, In=50A, 3P",16702.989690721653]
[111863,"Ex9M1H TM 63 3P EU","AC komp. prekidač, termo-magn, veličina M1, Icu=Ics=100kA, In=63A, 3P",18436.680412371134]
[111864,"Ex9M1H TM 80 3P EU","AC komp. prekidač, termo-magn, veličina M1, Icu=Ics=100kA, In=80A, 3P",18436.680412371134]
[111865,"Ex9M1H TM 100 3P EU","AC komp. prekidač, termo-magn, veličina M1, Icu=Ics=100kA, In=100A, 3P",23876.577319587632]
[111866,"Ex9M1H TM 125 3P EU","AC komp. prekidač, termo-magn, veličina M1, Icu=Ics=100kA, In=125A, 3P",39329.422680412375]
[111867,"Ex9M1H TM 160 3P EU","AC komp. prekidač, termo-magn, veličina M1, Icu=Ics=100kA, In=160A, 3P",40509.305360824736]
[111868,"Ex9M1H TM 16 4P4T EU","AC komp. prekidač, termo-magn, veličina M1, Icu=Ics=100kA, In=16A, 4P4T",26998.989690721653]
[111869,"Ex9M1H TM 20 4P4T EU","AC komp. prekidač, termo-magn, veličina M1, Icu=Ics=100kA, In=20A, 4P4T",26998.989690721653]
[111870,"Ex9M1H TM 25 4P4T EU","AC komp. prekidač, termo-magn, veličina M1, Icu=Ics=100kA, In=25A, 4P4T",26998.989690721653]
[111871,"Ex9M1H TM 32 4P4T EU","AC komp. prekidač, termo-magn, veličina M1, Icu=Ics=100kA, In=32A, 4P4T",26998.989690721653]
[111872,"Ex9M1H TM 40 4P4T EU","AC komp. prekidač, termo-magn, veličina M1, Icu=Ics=100kA, In=40A, 4P4T",26998.989690721653]
[111873,"Ex9M1H TM 50 4P4T EU","AC komp. prekidač, termo-magn, veličina M1, Icu=Ics=100kA, In=50A, 4P4T",26998.989690721653]
[111874,"Ex9M1H TM 63 4P4T EU","AC komp. prekidač, termo-magn, veličina M1, Icu=Ics=100kA, In=63A, 4P4T",26708.567010309282]
[111875,"Ex9M1H TM 80 4P4T EU","AC komp. prekidač, termo-magn, veličina M1, Icu=Ics=100kA, In=80A, 4P4T",30047.690721649484]
[111876,"Ex9M1H TM 100 4P4T EU","AC komp. prekidač, termo-magn, veličina M1, Icu=Ics=100kA, In=100A, 4P4T",37420.298969072173]
[111877,"Ex9M1H TM 125 4P4T EU","AC komp. prekidač, termo-magn, veličina M1, Icu=Ics=100kA, In=125A, 4P4T",59390.701030927848]
[111878,"Ex9M1H TM 160 4P4T EU","AC komp. prekidač, termo-magn, veličina M1, Icu=Ics=100kA, In=160A, 4P4T",61172.422061855686]
[111879,"Ex9M1P TM 16 3P EU","AC komp. prekidač, termo-magn, veličina M1, Icu=Ics=150kA, In=16A, 3P",29319.422680412368]
[111880,"Ex9M1P TM 20 3P EU","AC komp. prekidač, termo-magn, veličina M1, Icu=Ics=150kA, In=20A, 3P",29319.422680412368]
[111881,"Ex9M1P TM 25 3P EU","AC komp. prekidač, termo-magn, veličina M1, Icu=Ics=150kA, In=25A, 3P",29319.422680412368]
[111882,"Ex9M1P TM 32 3P EU","AC komp. prekidač, termo-magn, veličina M1, Icu=Ics=150kA, In=32A, 3P",29319.422680412368]
[111883,"Ex9M1P TM 40 3P EU","AC komp. prekidač, termo-magn, veličina M1, Icu=Ics=150kA, In=40A, 3P",29319.422680412368]
[111884,"Ex9M1P TM 50 3P EU","AC komp. prekidač, termo-magn, veličina M1, Icu=Ics=150kA, In=50A, 3P",29319.422680412368]
[111885,"Ex9M1P TM 63 3P EU","AC komp. prekidač, termo-magn, veličina M1, Icu=Ics=150kA, In=63A, 3P",29319.422680412368]
[111886,"Ex9M1P TM 80 3P EU","AC komp. prekidač, termo-magn, veličina M1, Icu=Ics=150kA, In=80A, 3P",31684.082474226809]
[111887,"Ex9M1P TM 100 3P EU","AC komp. prekidač, termo-magn, veličina M1, Icu=Ics=150kA, In=100A, 3P",37143.14432989691]
[111888,"Ex9M1P TM 125 3P EU","AC komp. prekidač, termo-magn, veličina M1, Icu=Ics=150kA, In=125A, 3P",61178.938144329921]
[111889,"Ex9M1P TM 160 3P EU","AC komp. prekidač, termo-magn, veličina M1, Icu=Ics=150kA, In=160A, 3P",63014.306288659805]
[111890,"Ex9M1P TM 16 4P4T EU","AC komp. prekidač, termo-magn, veličina M1, Icu=Ics=150kA, In=16A, 4P4T",33432.515463917531]
[111891,"Ex9M1P TM 20 4P4T EU","AC komp. prekidač, termo-magn, veličina M1, Icu=Ics=150kA, In=20A, 4P4T",33432.515463917531]
[111892,"Ex9M1P TM 25 4P4T EU","AC komp. prekidač, termo-magn, veličina M1, Icu=Ics=150kA, In=25A, 4P4T",33432.515463917531]
[111893,"Ex9M1P TM 32 4P4T EU","AC komp. prekidač, termo-magn, veličina M1, Icu=Ics=150kA, In=32A, 4P4T",33432.515463917531]
[111894,"Ex9M1P TM 40 4P4T EU","AC komp. prekidač, termo-magn, veličina M1, Icu=Ics=150kA, In=40A, 4P4T",33432.515463917531]
[111895,"Ex9M1P TM 50 4P4T EU","AC komp. prekidač, termo-magn, veličina M1, Icu=Ics=150kA, In=50A, 4P4T",33432.515463917531]
[111896,"Ex9M1P TM 63 4P4T EU","AC komp. prekidač, termo-magn, veličina M1, Icu=Ics=150kA, In=63A, 4P4T",38558.402061855682]
[111897,"Ex9M1P TM 80 4P4T EU","AC komp. prekidač, termo-magn, veličina M1, Icu=Ics=150kA, In=80A, 4P4T",38558.402061855682]
[111898,"Ex9M1P TM 100 4P4T EU","AC komp. prekidač, termo-magn, veličina M1, Icu=Ics=150kA, In=100A, 4P4T",41403.659793814433]
[111899,"Ex9M1P TM 125 4P4T EU","AC komp. prekidač, termo-magn, veličina M1, Icu=Ics=150kA, In=125A, 4P4T",55161.144329896924]
[111900,"Ex9M1P TM 160 4P4T EU","AC komp. prekidač, termo-magn, veličina M1, Icu=Ics=150kA, In=160A, 4P4T",56815.978659793822]
[111901,"Ex9M2S TM 125 3P EU","AC komp. prekidač, termo-magn, veličina M2, Icu=Ics=36kA, In=125A, 3P",22459.845360824747]
[111902,"Ex9M2S TM 160 3P EU","AC komp. prekidač, termo-magn, veličina M2, Icu=Ics=36kA, In=160A, 3P",23633.32989690722]
[111903,"Ex9M2S TM 180 3P EU","AC komp. prekidač, termo-magn, veličina M2, Icu=Ics=36kA, In=180A, 3P",30358.752577319585]
[111904,"Ex9M2S TM 200 3P EU","AC komp. prekidač, termo-magn, veličina M2, Icu=Ics=36kA, In=200A, 3P",28999.515463917527]
[111905,"Ex9M2S TM 225 3P EU","AC komp. prekidač, termo-magn, veličina M2, Icu=Ics=36kA, In=225A, 3P",35993.247422680419]
[111906,"Ex9M2S TM 250 3P EU","AC komp. prekidač, termo-magn, veličina M2, Icu=Ics=36kA, In=250A, 3P",32954.865979381444]
[111907,"Ex9M2S TM 125 4P4T EU","AC komp. prekidač, termo-magn, veličina M2, Icu=Ics=36kA, In=125A, 4P4T",35909.216494845372]
[111908,"Ex9M2S TM 160 4P4T EU","AC komp. prekidač, termo-magn, veličina M2, Icu=Ics=36kA, In=160A, 4P4T",37519.072164948462]
[111909,"Ex9M2S TM 180 4P4T EU","AC komp. prekidač, termo-magn, veličina M2, Icu=Ics=36kA, In=180A, 4P4T",40373.175257731971]
[111910,"Ex9M2S TM 200 4P4T EU","AC komp. prekidač, termo-magn, veličina M2, Icu=Ics=36kA, In=200A, 4P4T",45658.278350515466]
[111911,"Ex9M2S TM 225 4P4T EU","AC komp. prekidač, termo-magn, veličina M2, Icu=Ics=36kA, In=225A, 4P4T",49501.587628865978]
[111912,"Ex9M2S TM 250 4P4T EU","AC komp. prekidač, termo-magn, veličina M2, Icu=Ics=36kA, In=250A, 4P4T",52161.092783505163]
[111913,"Ex9M2N TM 125 3P EU","AC komp. prekidač, termo-magn, veličina M2, Icu=Ics=50kA, In=125A, 3P",34762.268041237112]
[111914,"Ex9M2N TM 160 3P EU","AC komp. prekidač, termo-magn, veličina M2, Icu=Ics=50kA, In=160A, 3P",38629.164948453603]
[111915,"Ex9M2N TM 180 3P EU","AC komp. prekidač, termo-magn, veličina M2, Icu=Ics=50kA, In=180A, 3P",45538.865979381444]
[111916,"Ex9M2N TM 200 3P EU","AC komp. prekidač, termo-magn, veličina M2, Icu=Ics=50kA, In=200A, 3P",47649.958762886607]
[111917,"Ex9M2N TM 225 3P EU","AC komp. prekidač, termo-magn, veličina M2, Icu=Ics=50kA, In=225A, 3P",52531.123711340209]
[111918,"Ex9M2N TM 250 3P EU","AC komp. prekidač, termo-magn, veličina M2, Icu=Ics=50kA, In=250A, 3P",54407.814432989704]
[111919,"Ex9M2N TM 125 4P4T EU","AC komp. prekidač, termo-magn, veličina M2, Icu=Ics=50kA, In=125A, 4P4T",41234.123711340209]
[111920,"Ex9M2N TM 160 4P4T EU","AC komp. prekidač, termo-magn, veličina M2, Icu=Ics=50kA, In=160A, 4P4T",56434.876288659805]
[111921,"Ex9M2N TM 180 4P4T EU","AC komp. prekidač, termo-magn, veličina M2, Icu=Ics=50kA, In=180A, 4P4T",61973.546391752592]
[111922,"Ex9M2N TM 200 4P4T EU","AC komp. prekidač, termo-magn, veličina M2, Icu=Ics=50kA, In=200A, 4P4T",66918.103092783524]
[111923,"Ex9M2N TM 225 4P4T EU","AC komp. prekidač, termo-magn, veličina M2, Icu=Ics=50kA, In=225A, 4P4T",72702.969072164968]
[111924,"Ex9M2N TM 250 4P4T EU","AC komp. prekidač, termo-magn, veličina M2, Icu=Ics=50kA, In=250A, 4P4T",77945.319587628881]
[111925,"Ex9M2Q TM 125 3P EU","AC komp. prekidač, termo-magn, veličina M2, Icu=Ics=70kA, In=125A, 3P",35805.136082474237]
[111926,"Ex9M2Q TM 160 3P EU","AC komp. prekidač, termo-magn, veličina M2, Icu=Ics=70kA, In=160A, 3P",39788.039896907227]
[111927,"Ex9M2Q TM 180 3P EU","AC komp. prekidač, termo-magn, veličina M2, Icu=Ics=70kA, In=180A, 3P",46905.031958762891]
[111928,"Ex9M2Q TM 200 3P EU","AC komp. prekidač, termo-magn, veličina M2, Icu=Ics=70kA, In=200A, 3P",49079.457525773199]
[111929,"Ex9M2Q TM 225 3P EU","AC komp. prekidač, termo-magn, veličina M2, Icu=Ics=70kA, In=225A, 3P",54107.057422680416]
[111930,"Ex9M2Q TM 250 3P EU","AC komp. prekidač, termo-magn, veličina M2, Icu=Ics=70kA, In=250A, 3P",56040.048865979385]
[111931,"Ex9M2Q TM 125 4P4T EU","AC komp. prekidač, termo-magn, veličina M2, Icu=Ics=70kA, In=125A, 4P4T",42471.14742268042]
[111932,"Ex9M2Q TM 160 4P4T EU","AC komp. prekidač, termo-magn, veličina M2, Icu=Ics=70kA, In=160A, 4P4T",58127.922577319601]
[111933,"Ex9M2Q TM 180 4P4T EU","AC komp. prekidač, termo-magn, veličina M2, Icu=Ics=70kA, In=180A, 4P4T",63832.752783505159]
[111934,"Ex9M2Q TM 200 4P4T EU","AC komp. prekidač, termo-magn, veličina M2, Icu=Ics=70kA, In=200A, 4P4T",68925.64618556702]
[111935,"Ex9M2Q TM 225 4P4T EU","AC komp. prekidač, termo-magn, veličina M2, Icu=Ics=70kA, In=225A, 4P4T",74884.058144329916]
[111936,"Ex9M2Q TM 250 4P4T EU","AC komp. prekidač, termo-magn, veličina M2, Icu=Ics=70kA, In=250A, 4P4T",80283.679175257756]
[111937,"Ex9M2H TM 125 3P EU","AC komp. prekidač, termo-magn, veličina M2, Icu=Ics=100kA, In=125A, 3P",38811.969072164953]
[111938,"Ex9M2H TM 160 3P EU","AC komp. prekidač, termo-magn, veličina M2, Icu=Ics=100kA, In=160A, 3P",44486.268041237119]
[111939,"Ex9M2H TM 180 3P EU","AC komp. prekidač, termo-magn, veličina M2, Icu=Ics=100kA, In=180A, 3P",49217.061855670116]
[111940,"Ex9M2H TM 200 3P EU","AC komp. prekidač, termo-magn, veličina M2, Icu=Ics=100kA, In=200A, 3P",58050.628865979379]
[111941,"Ex9M2H TM 225 3P EU","AC komp. prekidač, termo-magn, veličina M2, Icu=Ics=100kA, In=225A, 3P",62023.670103092787]
[111942,"Ex9M2H TM 250 3P EU","AC komp. prekidač, termo-magn, veličina M2, Icu=Ics=100kA, In=250A, 3P",66228.164948453617]
[111943,"Ex9M2H TM 125 4P4T EU","AC komp. prekidač, termo-magn, veličina M2, Icu=Ics=100kA, In=125A, 4P4T",44135.402061855675]
[111944,"Ex9M2H TM 160 4P4T EU","AC komp. prekidač, termo-magn, veličina M2, Icu=Ics=100kA, In=160A, 4P4T",59700.28865979382]
[111945,"Ex9M2H TM 180 4P4T EU","AC komp. prekidač, termo-magn, veličina M2, Icu=Ics=100kA, In=180A, 4P4T",61973.546391752592]
[111946,"Ex9M2H TM 200 4P4T EU","AC komp. prekidač, termo-magn, veličina M2, Icu=Ics=100kA, In=200A, 4P4T",70627.257731958773]
[111947,"Ex9M2H TM 225 4P4T EU","AC komp. prekidač, termo-magn, veličina M2, Icu=Ics=100kA, In=225A, 4P4T",72702.969072164968]
[111948,"Ex9M2H TM 250 4P4T EU","AC komp. prekidač, termo-magn, veličina M2, Icu=Ics=100kA, In=250A, 4P4T",82183.721649484549]
[111949,"Ex9M2P TM 125 3P EU","AC komp. prekidač, termo-magn, veličina M2, Icu=Ics=150kA, In=125A, 3P",39683.237113402072]
[111950,"Ex9M2P TM 160 3P EU","AC komp. prekidač, termo-magn, veličina M2, Icu=Ics=150kA, In=160A, 3P",48936.958762886607]
[111951,"Ex9M2P TM 180 3P EU","AC komp. prekidač, termo-magn, veličina M2, Icu=Ics=150kA, In=180A, 3P",55989.659793814426]
[111952,"Ex9M2P TM 200 3P EU","AC komp. prekidač, termo-magn, veličina M2, Icu=Ics=150kA, In=200A, 3P",57583.298969072166]
[111953,"Ex9M2P TM 225 3P EU","AC komp. prekidač, termo-magn, veličina M2, Icu=Ics=150kA, In=225A, 3P",62544.072164948462]
[111954,"Ex9M2P TM 250 3P EU","AC komp. prekidač, termo-magn, veličina M2, Icu=Ics=150kA, In=250A, 3P",64705.288659793827]
[111955,"Ex9M2P TM 125 4P4T EU","AC komp. prekidač, termo-magn, veličina M2, Icu=Ics=150kA, In=125A, 4P4T",47834.237113402072]
[111956,"Ex9M2P TM 160 4P4T EU","AC komp. prekidač, termo-magn, veličina M2, Icu=Ics=150kA, In=160A, 4P4T",62620.731958762903]
[111957,"Ex9M2P TM 180 4P4T EU","AC komp. prekidač, termo-magn, veličina M2, Icu=Ics=150kA, In=180A, 4P4T",67992.814432989704]
[111958,"Ex9M2P TM 200 4P4T EU","AC komp. prekidač, termo-magn, veličina M2, Icu=Ics=150kA, In=200A, 4P4T",73176.195876288679]
[111959,"Ex9M2P TM 225 4P4T EU","AC komp. prekidač, termo-magn, veličina M2, Icu=Ics=150kA, In=225A, 4P4T",80094.742268041242]
[111960,"Ex9M2P TM 250 4P4T EU","AC komp. prekidač, termo-magn, veličina M2, Icu=Ics=150kA, In=250A, 4P4T",86494.360824742282]
[111961,"Ex9M3S TM 250 3P EU","AC komp. prekidač, termo-magn, veličina M3, Icu=Ics=36kA, In=250A, 3P",53190.103092783516]
[111962,"Ex9M3S TM 315 3P EU","AC komp. prekidač, termo-magn, veličina M3, Icu=Ics=36kA, In=315A, 3P",55683.020618556693]
[111963,"Ex9M3S TM 350 3P EU","AC komp. prekidač, termo-magn, veličina M3, Icu=Ics=36kA, In=350A, 3P",58102.226804123718]
[111964,"Ex9M3S TM 400 3P EU","AC komp. prekidač, termo-magn, veličina M3, Icu=Ics=36kA, In=400A, 3P",45740.835051546397]
[111965,"Ex9M3S TM 500 3P EU","AC komp. prekidač, termo-magn, veličina M3, Icu=Ics=36kA, In=500A, 3P",47113.060103092801]
[111966,"Ex9M3S TM 250 4P4T EU","AC komp. prekidač, termo-magn, veličina M3, Icu=Ics=36kA, In=250A, 4P4T",75322.670103092794]
[111967,"Ex9M3S TM 315 4P4T EU","AC komp. prekidač, termo-magn, veličina M3, Icu=Ics=36kA, In=315A, 4P4T",77357.103092783524]
[111968,"Ex9M3S TM 350 4P4T EU","AC komp. prekidač, termo-magn, veličina M3, Icu=Ics=36kA, In=350A, 4P4T",78061.783505154657]
[111969,"Ex9M3S TM 400 4P4T EU","AC komp. prekidač, termo-magn, veličina M3, Icu=Ics=36kA, In=400A, 4P4T",78902.092783505184]
[111970,"Ex9M3S TM 500 4P4T EU","AC komp. prekidač, termo-magn, veličina M3, Icu=Ics=36kA, In=500A, 4P4T",81269.155567010326]
[111971,"Ex9M3N TM 250 3P EU","AC komp. prekidač, termo-magn, veličina M3, Icu=Ics=50kA, In=250A, 3P",47316.78350515465]
[111972,"Ex9M3N TM 315 3P EU","AC komp. prekidač, termo-magn, veličina M3, Icu=Ics=50kA, In=315A, 3P",51913.422680412375]
[111973,"Ex9M3N TM 350 3P EU","AC komp. prekidač, termo-magn, veličina M3, Icu=Ics=50kA, In=350A, 3P",56772.474226804145]
[111974,"Ex9M3N TM 400 3P EU","AC komp. prekidač, termo-magn, veličina M3, Icu=Ics=50kA, In=400A, 3P",49128.608247422679]
[111975,"Ex9M3N TM 500 3P EU","AC komp. prekidač, termo-magn, veličina M3, Icu=Ics=50kA, In=500A, 3P",50602.466494845372]
[111976,"Ex9M3N TM 250 4P4T EU","AC komp. prekidač, termo-magn, veličina M3, Icu=Ics=50kA, In=250A, 4P4T",80108.010309278354]
[111977,"Ex9M3N TM 315 4P4T EU","AC komp. prekidač, termo-magn, veličina M3, Icu=Ics=50kA, In=315A, 4P4T",80674.113402061863]
[111978,"Ex9M3N TM 350 4P4T EU","AC komp. prekidač, termo-magn, veličina M3, Icu=Ics=50kA, In=350A, 4P4T",84703.175257731957]
[111979,"Ex9M3N TM 400 4P4T EU","AC komp. prekidač, termo-magn, veličina M3, Icu=Ics=50kA, In=400A, 4P4T",87173.979381443321]
[111980,"Ex9M3N TM 500 4P4T EU","AC komp. prekidač, termo-magn, veličina M3, Icu=Ics=50kA, In=500A, 4P4T",89789.198762886605]
[111981,"Ex9M3Q TM 250 3P EU","AC komp. prekidač, termo-magn, veličina M3, Icu=Ics=70kA, In=250A, 3P",48736.287010309279]
[111982,"Ex9M3Q TM 315 3P EU","AC komp. prekidač, termo-magn, veličina M3, Icu=Ics=70kA, In=315A, 3P",53470.825360824747]
[111983,"Ex9M3Q TM 350 3P EU","AC komp. prekidač, termo-magn, veličina M3, Icu=Ics=70kA, In=350A, 3P",58475.648453608257]
[111984,"Ex9M3Q TM 400 3P EU","AC komp. prekidač, termo-magn, veličina M3, Icu=Ics=70kA, In=400A, 3P",50602.466494845372]
[111985,"Ex9M3Q TM 500 3P EU","AC komp. prekidač, termo-magn, veličina M3, Icu=Ics=70kA, In=500A, 3P",52120.540489690735]
[111986,"Ex9M3Q TM 250 4P4T EU","AC komp. prekidač, termo-magn, veličina M3, Icu=Ics=70kA, In=250A, 4P4T",82511.250618556704]
[111987,"Ex9M3Q TM 315 4P4T EU","AC komp. prekidač, termo-magn, veličina M3, Icu=Ics=70kA, In=315A, 4P4T",83094.336804123726]
[111988,"Ex9M3Q TM 350 4P4T EU","AC komp. prekidač, termo-magn, veličina M3, Icu=Ics=70kA, In=350A, 4P4T",87244.270515463912]
[111989,"Ex9M3Q TM 400 4P4T EU","AC komp. prekidač, termo-magn, veličina M3, Icu=Ics=70kA, In=400A, 4P4T",89789.198762886605]
[111990,"Ex9M3Q TM 500 4P4T EU","AC komp. prekidač, termo-magn, veličina M3, Icu=Ics=70kA, In=500A, 4P4T",92482.874725773203]
[111991,"Ex9M3H TM 250 3P EU","AC komp. prekidač, termo-magn, veličina M3, Icu=Ics=100kA, In=250A, 3P",103462.71134020617]
[111992,"Ex9M3H TM 315 3P EU","AC komp. prekidač, termo-magn, veličina M3, Icu=Ics=100kA, In=315A, 3P",105629.82474226807]
[111993,"Ex9M3H TM 350 3P EU","AC komp. prekidač, termo-magn, veličina M3, Icu=Ics=100kA, In=350A, 3P",109114.89690721652]
[111994,"Ex9M3H TM 400 3P EU","AC komp. prekidač, termo-magn, veličina M3, Icu=Ics=100kA, In=400A, 3P",114078.61855670107]
[111995,"Ex9M3H TM 500 3P EU","AC komp. prekidač, termo-magn, veličina M3, Icu=Ics=100kA, In=500A, 3P",117500.97711340207]
[111996,"Ex9M3H TM 250 4P4T EU","AC komp. prekidač, termo-magn, veličina M3, Icu=Ics=100kA, In=250A, 4P4T",130685.78350515467]
[111997,"Ex9M3H TM 315 4P4T EU","AC komp. prekidač, termo-magn, veličina M3, Icu=Ics=100kA, In=315A, 4P4T",132903.02061855671]
[111998,"Ex9M3H TM 350 4P4T EU","AC komp. prekidač, termo-magn, veličina M3, Icu=Ics=100kA, In=350A, 4P4T",135050.96907216497]
[111999,"Ex9M3H TM 400 4P4T EU","AC komp. prekidač, termo-magn, veličina M3, Icu=Ics=100kA, In=400A, 4P4T",140423.05154639177]
[112000,"Ex9M3H TM 500 4P4T EU","AC komp. prekidač, termo-magn, veličina M3, Icu=Ics=100kA, In=500A, 4P4T",144635.74309278349]
[112001,"Ex9M3P TM 250 3P EU","AC komp. prekidač, termo-magn, veličina M3, Icu=Ics=150kA, In=250A, 3P",117526.83505154641]
[112002,"Ex9M3P TM 315 3P EU","AC komp. prekidač, termo-magn, veličina M3, Icu=Ics=150kA, In=315A, 3P",119720.4845360825]
[112003,"Ex9M3P TM 350 3P EU","AC komp. prekidač, termo-magn, veličina M3, Icu=Ics=150kA, In=350A, 3P",123780.50515463921]
[112004,"Ex9M3P TM 400 3P EU","AC komp. prekidač, termo-magn, veličina M3, Icu=Ics=150kA, In=400A, 3P",126364.82474226804]
[112005,"Ex9M3P TM 500 3P EU","AC komp. prekidač, termo-magn, veličina M3, Icu=Ics=150kA, In=500A, 3P",130155.76948453605]
[112006,"Ex9M3P TM 250 4P4T EU","AC komp. prekidač, termo-magn, veličina M3, Icu=Ics=150kA, In=250A, 4P4T",146059.02061855671]
[112007,"Ex9M3P TM 315 4P4T EU","AC komp. prekidač, termo-magn, veličina M3, Icu=Ics=150kA, In=315A, 4P4T",148742.11340206186]
[112008,"Ex9M3P TM 350 4P4T EU","AC komp. prekidač, termo-magn, veličina M3, Icu=Ics=150kA, In=350A, 4P4T",151161.31958762888]
[112009,"Ex9M3P TM 400 4P4T EU","AC komp. prekidač, termo-magn, veličina M3, Icu=Ics=150kA, In=400A, 4P4T",157338.32989690723]
[112010,"Ex9M3P TM 500 4P4T EU","AC komp. prekidač, termo-magn, veličina M3, Icu=Ics=150kA, In=500A, 4P4T",162058.47979381448]
[112011,"Ex9M4S TM 400 3P EU","AC komp. prekidač, termo-magn, veličina M4, Icu=Ics=36kA, In=400A, 3P",52883.463917525783]
[112012,"Ex9M4S TM 500 3P EU","AC komp. prekidač, termo-magn, veličina M4, Icu=Ics=36kA, In=500A, 3P",56685.49484536083]
[112013,"Ex9M4S TM 630 3P EU","AC komp. prekidač, termo-magn, veličina M4, Icu=Ics=36kA, In=630A, 3P",58428.030927835061]
[112014,"Ex9M4S TM 400 4P4T EU","AC komp. prekidač, termo-magn, veličina M4, Icu=Ics=36kA, In=400A, 4P4T",80144.865979381444]
[112015,"Ex9M4S TM 500 4P4T EU","AC komp. prekidač, termo-magn, veličina M4, Icu=Ics=36kA, In=500A, 4P4T",93928.886597938152]
[112016,"Ex9M4S TM 630 4P4T EU","AC komp. prekidač, termo-magn, veličina M4, Icu=Ics=36kA, In=630A, 4P4T",112543.94845360826]
[112017,"Ex9M4N TM 400 3P EU","AC komp. prekidač, termo-magn, veličina M4, Icu=Ics=50kA, In=400A, 3P",57138.082474226809]
[112018,"Ex9M4N TM 500 3P EU","AC komp. prekidač, termo-magn, veličina M4, Icu=Ics=50kA, In=500A, 3P",67108.278350515466]
[112019,"Ex9M4N TM 630 3P EU","AC komp. prekidač, termo-magn, veličina M4, Icu=Ics=50kA, In=630A, 3P",71715.237113402065]
[112020,"Ex9M4N TM 400 4P4T EU","AC komp. prekidač, termo-magn, veličina M4, Icu=Ics=50kA, In=400A, 4P4T",86540.061855670108]
[112021,"Ex9M4N TM 500 4P4T EU","AC komp. prekidač, termo-magn, veličina M4, Icu=Ics=50kA, In=500A, 4P4T",101602.23711340208]
[112022,"Ex9M4N TM 630 4P4T EU","AC komp. prekidač, termo-magn, veličina M4, Icu=Ics=50kA, In=630A, 4P4T",119932.77319587629]
[112023,"Ex9M4Q TM 400 3P EU","AC komp. prekidač, termo-magn, veličina M4, Icu=Ics=70kA, In=400A, 3P",58852.22494845363]
[112024,"Ex9M4Q TM 500 3P EU","AC komp. prekidač, termo-magn, veličina M4, Icu=Ics=70kA, In=500A, 3P",69121.526701030933]
[112025,"Ex9M4Q TM 630 3P EU","AC komp. prekidač, termo-magn, veličina M4, Icu=Ics=70kA, In=630A, 3P",73866.694226804117]
[112026,"Ex9M4Q TM 400 4P4T EU","AC komp. prekidač, termo-magn, veličina M4, Icu=Ics=70kA, In=400A, 4P4T",89136.263711340216]
[112027,"Ex9M4Q TM 500 4P4T EU","AC komp. prekidač, termo-magn, veličina M4, Icu=Ics=70kA, In=500A, 4P4T",104650.30422680416]
[112028,"Ex9M4Q TM 630 4P4T EU","AC komp. prekidač, termo-magn, veličina M4, Icu=Ics=70kA, In=630A, 4P4T",123530.7563917526]
[112029,"Ex9M4H TM 400 3P EU","AC komp. prekidač, termo-magn, veličina M4, Icu=Ics=100kA, In=400A, 3P",68349.577319587625]
[112030,"Ex9M4H TM 500 3P EU","AC komp. prekidač, termo-magn, veličina M4, Icu=Ics=100kA, In=500A, 3P",84290.391752577329]
[112031,"Ex9M4H TM 630 3P EU","AC komp. prekidač, termo-magn, veličina M4, Icu=Ics=100kA, In=630A, 3P",95364.783505154657]
[112032,"Ex9M4H TM 400 4P4T EU","AC komp. prekidač, termo-magn, veličina M4, Icu=Ics=100kA, In=400A, 4P4T",93218.309278350527]
[112033,"Ex9M4H TM 500 4P4T EU","AC komp. prekidač, termo-magn, veličina M4, Icu=Ics=100kA, In=500A, 4P4T",114960.20618556703]
[112034,"Ex9M4H TM 630 4P4T EU","AC komp. prekidač, termo-magn, veličina M4, Icu=Ics=100kA, In=630A, 4P4T",130022.381443299]
[112035,"Ex9M4P TM 400 3P EU","AC komp. prekidač, termo-magn, veličina M4, Icu=Ics=150kA, In=400A, 3P",76860.28865979382]
[112036,"Ex9M4P TM 500 3P EU","AC komp. prekidač, termo-magn, veličina M4, Icu=Ics=150kA, In=500A, 3P",92528.371134020636]
[112037,"Ex9M4P TM 630 3P EU","AC komp. prekidač, termo-magn, veličina M4, Icu=Ics=150kA, In=630A, 3P",104415.06185567011]
[112038,"Ex9M4P TM 400 4P4T EU","AC komp. prekidač, termo-magn, veličina M4, Icu=Ics=150kA, In=400A, 4P4T",104729.07216494846]
[112039,"Ex9M4P TM 500 4P4T EU","AC komp. prekidač, termo-magn, veličina M4, Icu=Ics=150kA, In=500A, 4P4T",126184.96907216501]
[112040,"Ex9M4P TM 630 4P4T EU","AC komp. prekidač, termo-magn, veličina M4, Icu=Ics=150kA, In=630A, 4P4T",142385.24742268043]
[112041,"Ex9M5S TM 630 3P EU","AC komp. prekidač, termo-magn, veličina M5, Icu=Ics=36kA, In=630A, 3P",78086.845360824736]
[112042,"Ex9M5S TM 700 3P EU","AC komp. prekidač, termo-magn, veličina M5, Icu=Ics=36kA, In=700A, 3P",80137.494845360838]
[112043,"Ex9M5S TM 800 3P EU","AC komp. prekidač, termo-magn, veličina M5, Icu=Ics=36kA, In=800A, 3P",83196.515463917545]
[112044,"Ex9M5S TM 630 4P4T EU","AC komp. prekidač, termo-magn, veličina M5, Icu=Ics=36kA, In=630A, 4P4T",152759.381443299]
[112045,"Ex9M5S TM 700 4P4T EU","AC komp. prekidač, termo-magn, veličina M5, Icu=Ics=36kA, In=700A, 4P4T",179046.31958762888]
[112046,"Ex9M5S TM 800 4P4T EU","AC komp. prekidač, termo-magn, veličina M5, Icu=Ics=36kA, In=800A, 4P4T",214572.23711340208]
[112047,"Ex9M5N TM 630 3P EU","AC komp. prekidač, termo-magn, veličina M5, Icu=Ics=50kA, In=630A, 3P",93364.257731958773]
[112048,"Ex9M5N TM 700 3P EU","AC komp. prekidač, termo-magn, veličina M5, Icu=Ics=50kA, In=700A, 3P",107151.22680412374]
[112049,"Ex9M5N TM 800 3P EU","AC komp. prekidač, termo-magn, veličina M5, Icu=Ics=50kA, In=800A, 3P",114954.30927835053]
[112050,"Ex9M5N TM 630 4P4T EU","AC komp. prekidač, termo-magn, veličina M5, Icu=Ics=50kA, In=630A, 4P4T",164979.24742268043]
[112051,"Ex9M5N TM 700 4P4T EU","AC komp. prekidač, termo-magn, veličina M5, Icu=Ics=50kA, In=700A, 4P4T",193825.44329896907]
[112052,"Ex9M5N TM 800 4P4T EU","AC komp. prekidač, termo-magn, veličina M5, Icu=Ics=50kA, In=800A, 4P4T",228497.78350515469]
[112053,"Ex9M5Q TM 630 3P EU","AC komp. prekidač, termo-magn, veličina M5, Icu=Ics=70kA, In=630A, 3P",96165.185463917529]
[112054,"Ex9M5Q TM 700 3P EU","AC komp. prekidač, termo-magn, veličina M5, Icu=Ics=70kA, In=700A, 3P",110365.76360824746]
[112055,"Ex9M5Q TM 800 3P EU","AC komp. prekidač, termo-magn, veličina M5, Icu=Ics=70kA, In=800A, 3P",118402.93855670103]
[112056,"Ex9M5Q TM 630 4P4T EU","AC komp. prekidač, termo-magn, veličina M5, Icu=Ics=70kA, In=630A, 4P4T",169928.62484536081]
[112057,"Ex9M5Q TM 700 4P4T EU","AC komp. prekidač, termo-magn, veličina M5, Icu=Ics=70kA, In=700A, 4P4T",199640.20659793814]
[112058,"Ex9M5Q TM 800 4P4T EU","AC komp. prekidač, termo-magn, veličina M5, Icu=Ics=70kA, In=800A, 4P4T",235352.71701030934]
[112059,"Ex9M5H TM 630 3P EU","AC komp. prekidač, termo-magn, veličina M5, Icu=Ics=100kA, In=630A, 3P",100515.7319587629]
[112060,"Ex9M5H TM 700 3P EU","AC komp. prekidač, termo-magn, veličina M5, Icu=Ics=100kA, In=700A, 3P",123954.46391752576]
[112061,"Ex9M5H TM 800 3P EU","AC komp. prekidač, termo-magn, veličina M5, Icu=Ics=100kA, In=800A, 3P",140244.67010309279]
[112062,"Ex9M5H TM 630 4P4T EU","AC komp. prekidač, termo-magn, veličina M5, Icu=Ics=100kA, In=630A, 4P4T",177626.63917525782]
[112063,"Ex9M5H TM 700 4P4T EU","AC komp. prekidač, termo-magn, veličina M5, Icu=Ics=100kA, In=700A, 4P4T",219118.7525773196]
[112064,"Ex9M5H TM 800 4P4T EU","AC komp. prekidač, termo-magn, veličina M5, Icu=Ics=100kA, In=800A, 4P4T",247823.42268041233]
[112065,"Ex9M5P TM 630 3P EU","AC komp. prekidač, termo-magn, veličina M5, Icu=Ics=150kA, In=630A, 3P",113028.96907216495]
[112066,"Ex9M5P TM 700 3P EU","AC komp. prekidač, termo-magn, veličina M5, Icu=Ics=150kA, In=700A, 3P",136072.60824742267]
[112067,"Ex9M5P TM 800 3P EU","AC komp. prekidač, termo-magn, veličina M5, Icu=Ics=150kA, In=800A, 3P",153552.51546391752]
[112068,"Ex9M5P TM 630 4P4T EU","AC komp. prekidač, termo-magn, veličina M5, Icu=Ics=150kA, In=630A, 4P4T",199793.11340206189]
[112069,"Ex9M5P TM 700 4P4T EU","AC komp. prekidač, termo-magn, veličina M5, Icu=Ics=150kA, In=700A, 4P4T",240434.59793814438]
[112070,"Ex9M5P TM 800 4P4T EU","AC komp. prekidač, termo-magn, veličina M5, Icu=Ics=150kA, In=800A, 4P4T",271412.5257731959]
[]
["Molded Case Circuit Breakers with electronic tripping unit Ex9M2-5 SU20L (DIP)"]
[111177,"Ex9M2S SU20L 32 3P EU","Komp. prekidač, elektronski, veličina M2, SU20L (DIP), Icu=36kA, In=32A, 3-polni ",15433.680412371134]
[111178,"Ex9M2S SU20L 63 3P EU","Komp. prekidač, elektronski, veličina M2, SU20L (DIP), Icu=36kA, In=63A, 3-polni ",15840.567010309282]
[111179,"Ex9M2S SU20L 100 3P EU","Komp. prekidač, elektronski, veličina M2, SU20L (DIP), Icu=36kA, In=100A, 3-polni ",18053.381443298971]
[111180,"Ex9M2S SU20L 160 3P EU","Komp. prekidač, elektronski, veličina M2, SU20L (DIP), Icu=36kA, In=160A, 3-polni ",33086.072164948462]
[111181,"Ex9M2S SU20L 250 3P EU","Komp. prekidač, elektronski, veličina M2, SU20L (DIP), Icu=36kA, In=250A, 3-polni ",46137.402061855675]
[111182,"Ex9M2S SU20L 32 4P4T EU","Komp. prekidač, elektronski, veličina M2, SU20L (DIP), Icu=36kA, In=32A, 4-polni sa zaštitom za N-pol",19262.247422680415]
[111183,"Ex9M2S SU20L 63 4P4T EU","Komp. prekidač, elektronski, veličina M2, SU20L (DIP), Icu=36kA, In=63A, 4-polni sa zaštitom za N-pol",19450.948453608245]
[111184,"Ex9M2S SU20L 100 4P4T EU","Komp. prekidač, elektronski, veličina M2, SU20L (DIP), Icu=36kA, In=100A, 4-polni sa zaštitom za N-pol",24827.453608247426]
[111185,"Ex9M2S SU20L 160 4P4T EU","Komp. prekidač, elektronski, veličina M2, SU20L (DIP), Icu=36kA, In=160A, 4-polni sa zaštitom za N-pol",52526.701030927856]
[111186,"Ex9M2S SU20L 250 4P4T EU","Komp. prekidač, elektronski, veličina M2, SU20L (DIP), Icu=36kA, In=250A, 4-polni sa zaštitom za N-pol",73025.824742268043]
[111187,"Ex9M2N SU20L 32 3P EU","Komp. prekidač, elektronski, veličina M2, SU20L (DIP), Icu=50kA, In=32A, 3-polni ",20810.18556701031]
[111188,"Ex9M2N SU20L 63 3P EU","Komp. prekidač, elektronski, veličina M2, SU20L (DIP), Icu=50kA, In=63A, 3-polni ",21836.247422680415]
[111189,"Ex9M2N SU20L 100 3P EU","Komp. prekidač, elektronski, veličina M2, SU20L (DIP), Icu=50kA, In=100A, 3-polni ",28894.845360824747]
[111190,"Ex9M2N SU20L 160 3P EU","Komp. prekidač, elektronski, veličina M2, SU20L (DIP), Icu=50kA, In=160A, 3-polni ",54080.536082474231]
[111191,"Ex9M2N SU20L 250 3P EU","Komp. prekidač, elektronski, veličina M2, SU20L (DIP), Icu=50kA, In=250A, 3-polni ",76170.350515463928]
[111192,"Ex9M2N SU20L 32 4P4T EU","Komp. prekidač, elektronski, veličina M2, SU20L (DIP), Icu=50kA, In=32A, 4-polni sa zaštitom za N-pol",31769.587628865982]
[111193,"Ex9M2N SU20L 63 4P4T EU","Komp. prekidač, elektronski, veličina M2, SU20L (DIP), Icu=50kA, In=63A, 4-polni sa zaštitom za N-pol",33543.082474226801]
[111194,"Ex9M2N SU20L 100 4P4T EU","Komp. prekidač, elektronski, veličina M2, SU20L (DIP), Icu=50kA, In=100A, 4-polni sa zaštitom za N-pol",38497.958762886592]
[111195,"Ex9M2N SU20L 160 4P4T EU","Komp. prekidač, elektronski, veličina M2, SU20L (DIP), Icu=50kA, In=160A, 4-polni sa zaštitom za N-pol",79008.23711340205]
[111196,"Ex9M2N SU20L 250 4P4T EU","Komp. prekidač, elektronski, veličina M2, SU20L (DIP), Icu=50kA, In=250A, 4-polni sa zaštitom za N-pol",109123.74226804126]
[111197,"Ex9M2Q SU20L 32 3P EU","Komp. prekidač, elektronski, veličina M2, SU20L (DIP), Icu=70kA, In=32A, 3-polni ",22097.18556701031]
[111198,"Ex9M2Q SU20L 63 3P EU","Komp. prekidač, elektronski, veličina M2, SU20L (DIP), Icu=70kA, In=63A, 3-polni ",23823.505154639181]
[111199,"Ex9M2Q SU20L 100 3P EU","Komp. prekidač, elektronski, veličina M2, SU20L (DIP), Icu=70kA, In=100A, 3-polni ",31160.731958762888]
[111200,"Ex9M2Q SU20L 160 3P EU","Komp. prekidač, elektronski, veličina M2, SU20L (DIP), Icu=70kA, In=160A, 3-polni ",58180.36082474226]
[111201,"Ex9M2Q SU20L 250 3P EU","Komp. prekidač, elektronski, veličina M2, SU20L (DIP), Icu=70kA, In=250A, 3-polni ",84445.18556701031]
[111202,"Ex9M2Q SU20L 32 4P4T EU","Komp. prekidač, elektronski, veličina M2, SU20L (DIP), Icu=70kA, In=32A, 4-polni sa zaštitom za N-pol",34784.381443298967]
[111203,"Ex9M2Q SU20L 63 4P4T EU","Komp. prekidač, elektronski, veličina M2, SU20L (DIP), Icu=70kA, In=63A, 4-polni sa zaštitom za N-pol",35466.948453608253]
[111204,"Ex9M2Q SU20L 100 4P4T EU","Komp. prekidač, elektronski, veličina M2, SU20L (DIP), Icu=70kA, In=100A, 4-polni sa zaštitom za N-pol",45443.041237113408]
[111205,"Ex9M2Q SU20L 160 4P4T EU","Komp. prekidač, elektronski, veličina M2, SU20L (DIP), Icu=70kA, In=160A, 4-polni sa zaštitom za N-pol",81294.76288659795]
[111206,"Ex9M2Q SU20L 250 4P4T EU","Komp. prekidač, elektronski, veličina M2, SU20L (DIP), Icu=70kA, In=250A, 4-polni sa zaštitom za N-pol",112089.88659793818]
[111207,"Ex9M2H SU20L 32 3P EU","Komp. prekidač, elektronski, veličina M2, SU20L (DIP), Icu=100kA, In=32A, 3-polni ",23384.18556701031]
[111208,"Ex9M2H SU20L 63 3P EU","Komp. prekidač, elektronski, veličina M2, SU20L (DIP), Icu=100kA, In=63A, 3-polni ",25810.762886597942]
[111209,"Ex9M2H SU20L 100 3P EU","Komp. prekidač, elektronski, veličina M2, SU20L (DIP), Icu=100kA, In=100A, 3-polni ",33426.618556701033]
[111210,"Ex9M2H SU20L 160 3P EU","Komp. prekidač, elektronski, veličina M2, SU20L (DIP), Icu=100kA, In=160A, 3-polni ",62280.185567010318]
[111211,"Ex9M2H SU20L 250 3P EU","Komp. prekidač, elektronski, veličina M2, SU20L (DIP), Icu=100kA, In=250A, 3-polni ",92720.020618556722]
[111212,"Ex9M2H SU20L 32 4P4T EU","Komp. prekidač, elektronski, veličina M2, SU20L (DIP), Icu=100kA, In=32A, 4-polni sa zaštitom za N-pol",37799.175257731957]
[111213,"Ex9M2H SU20L 63 4P4T EU","Komp. prekidač, elektronski, veličina M2, SU20L (DIP), Icu=100kA, In=63A, 4-polni sa zaštitom za N-pol",37392.28865979382]
[111214,"Ex9M2H SU20L 100 4P4T EU","Komp. prekidač, elektronski, veličina M2, SU20L (DIP), Icu=100kA, In=100A, 4-polni sa zaštitom za N-pol",52388.123711340217]
[111215,"Ex9M2H SU20L 160 4P4T EU","Komp. prekidač, elektronski, veličina M2, SU20L (DIP), Icu=100kA, In=160A, 4-polni sa zaštitom za N-pol",83579.814432989704]
[111216,"Ex9M2H SU20L 250 4P4T EU","Komp. prekidač, elektronski, veličina M2, SU20L (DIP), Icu=100kA, In=250A, 4-polni sa zaštitom za N-pol",115057.50515463919]
[111217,"Ex9M2P SU20L 32 3P EU","Komp. prekidač, elektronski, veličina M2, SU20L (DIP), Icu=150kA, In=32A, 3-polni ",41046.896907216491]
[111218,"Ex9M2P SU20L 63 3P EU","Komp. prekidač, elektronski, veličina M2, SU20L (DIP), Icu=150kA, In=63A, 3-polni ",41046.896907216491]
[111219,"Ex9M2P SU20L 100 3P EU","Komp. prekidač, elektronski, veličina M2, SU20L (DIP), Icu=150kA, In=100A, 3-polni ",52000.402061855675]
[111220,"Ex9M2P SU20L 160 3P EU","Komp. prekidač, elektronski, veličina M2, SU20L (DIP), Icu=150kA, In=160A, 3-polni ",68511.742268041242]
[111221,"Ex9M2P SU20L 250 3P EU","Komp. prekidač, elektronski, veličina M2, SU20L (DIP), Icu=150kA, In=250A, 3-polni ",90586.81443298969]
[111222,"Ex9M2P SU20L 32 4P4T EU","Komp. prekidač, elektronski, veličina M2, SU20L (DIP), Icu=150kA, In=32A, 4-polni sa zaštitom za N-pol",46805.226804123726]
[111223,"Ex9M2P SU20L 63 4P4T EU","Komp. prekidač, elektronski, veličina M2, SU20L (DIP), Icu=150kA, In=63A, 4-polni sa zaštitom za N-pol",53981.762886597942]
[111224,"Ex9M2P SU20L 100 4P4T EU","Komp. prekidač, elektronski, veličina M2, SU20L (DIP), Icu=150kA, In=100A, 4-polni sa zaštitom za N-pol",57965.123711340209]
[111225,"Ex9M2P SU20L 160 4P4T EU","Komp. prekidač, elektronski, veličina M2, SU20L (DIP), Icu=150kA, In=160A, 4-polni sa zaštitom za N-pol",87669.319587628866]
[111226,"Ex9M2P SU20L 250 4P4T EU","Komp. prekidač, elektronski, veličina M2, SU20L (DIP), Icu=150kA, In=250A, 4-polni sa zaštitom za N-pol",121091.51546391755]
[111227,"Ex9M3S SU20L 250 3P EU","Komp. prekidač, elektronski, veličina M3, SU20L (DIP), Icu=36kA, In=250A, 3-polni ",74466.144329896924]
[111228,"Ex9M3S SU20L 400 3P EU","Komp. prekidač, elektronski, veličina M3, SU20L (DIP), Icu=36kA, In=400A, 3-polni ",64037.463917525769]
[111229,"Ex9M3S SU20L 630 3P EU","Komp. prekidač, elektronski, veličina M3, SU20L (DIP), Icu=36kA, In=630A, 3-polni ",70441.505154639177]
[111230,"Ex9M3S SU20L 250 4P4T EU","Komp. prekidač, elektronski, veličina M3, SU20L (DIP), Icu=36kA, In=250A, 4-polni sa zaštitom za N-pol",105451.44329896907]
[111231,"Ex9M3S SU20L 400 4P4T EU","Komp. prekidač, elektronski, veličina M3, SU20L (DIP), Icu=36kA, In=400A, 4-polni sa zaštitom za N-pol",110462.34020618557]
[111232,"Ex9M3S SU20L 630 4P4T EU","Komp. prekidač, elektronski, veličina M3, SU20L (DIP), Icu=36kA, In=630A, 4-polni sa zaštitom za N-pol",121508.72164948455]
[111233,"Ex9M3N SU20L 250 3P EU","Komp. prekidač, elektronski, veličina M3, SU20L (DIP), Icu=50kA, In=250A, 3-polni ",66242.907216494845]
[111234,"Ex9M3N SU20L 400 3P EU","Komp. prekidač, elektronski, veličina M3, SU20L (DIP), Icu=50kA, In=400A, 3-polni ",68780.051546391755]
[111235,"Ex9M3N SU20L 630 3P EU","Komp. prekidač, elektronski, veličina M3, SU20L (DIP), Icu=50kA, In=630A, 3-polni ",75658.793814433011]
[111236,"Ex9M3N SU20L 250 4P4T EU","Komp. prekidač, elektronski, veličina M3, SU20L (DIP), Icu=50kA, In=250A, 4-polni sa zaštitom za N-pol",112151.80412371134]
[111237,"Ex9M3N SU20L 400 4P4T EU","Komp. prekidač, elektronski, veličina M3, SU20L (DIP), Icu=50kA, In=400A, 4-polni sa zaštitom za N-pol",122043.86597938147]
[111238,"Ex9M3N SU20L 630 4P4T EU","Komp. prekidač, elektronski, veličina M3, SU20L (DIP), Icu=50kA, In=630A, 4-polni sa zaštitom za N-pol",134247.51546391755]
[111239,"Ex9M3Q SU20L 250 3P EU","Komp. prekidač, elektronski, veličina M3, SU20L (DIP), Icu=70kA, In=250A, 3-polni ",105545.79381443301]
[111240,"Ex9M3Q SU20L 400 3P EU","Komp. prekidač, elektronski, veličina M3, SU20L (DIP), Icu=70kA, In=400A, 3-polni ",114245.206185567]
[111241,"Ex9M3Q SU20L 630 3P EU","Komp. prekidač, elektronski, veličina M3, SU20L (DIP), Icu=70kA, In=630A, 3-polni ",125668.98969072165]
[111242,"Ex9M3Q SU20L 250 4P4T EU","Komp. prekidač, elektronski, veličina M3, SU20L (DIP), Icu=70kA, In=250A, 4-polni sa zaštitom za N-pol",147555.3608247423]
[111243,"Ex9M3Q SU20L 400 4P4T EU","Komp. prekidač, elektronski, veličina M3, SU20L (DIP), Icu=70kA, In=400A, 4-polni sa zaštitom za N-pol",159318.2164948454]
[111244,"Ex9M3Q SU20L 630 4P4T EU","Komp. prekidač, elektronski, veličina M3, SU20L (DIP), Icu=70kA, In=630A, 4-polni sa zaštitom za N-pol",175250.18556701034]
[111245,"Ex9M3H SU20L 250 3P EU","Komp. prekidač, elektronski, veličina M3, SU20L (DIP), Icu=100kA, In=250A, 3-polni ",144847.20618556705]
[111246,"Ex9M3H SU20L 400 3P EU","Komp. prekidač, elektronski, veličina M3, SU20L (DIP), Icu=100kA, In=400A, 3-polni ",159710.36082474227]
[111247,"Ex9M3H SU20L 630 3P EU","Komp. prekidač, elektronski, veličina M3, SU20L (DIP), Icu=100kA, In=630A, 3-polni ",175680.65979381447]
[111248,"Ex9M3H SU20L 250 4P4T EU","Komp. prekidač, elektronski, veličina M3, SU20L (DIP), Icu=100kA, In=250A, 4-polni sa zaštitom za N-pol",182960.39175257733]
[111249,"Ex9M3H SU20L 400 4P4T EU","Komp. prekidač, elektronski, veličina M3, SU20L (DIP), Icu=100kA, In=400A, 4-polni sa zaštitom za N-pol",196592.56701030929]
[111250,"Ex9M3H SU20L 630 4P4T EU","Komp. prekidač, elektronski, veličina M3, SU20L (DIP), Icu=100kA, In=630A, 4-polni sa zaštitom za N-pol",216251.381443299]
[111251,"Ex9M3P SU20L 250 3P EU","Komp. prekidač, elektronski, veličina M3, SU20L (DIP), Icu=150kA, In=250A, 3-polni ",164536.97938144329]
[111252,"Ex9M3P SU20L 400 3P EU","Komp. prekidač, elektronski, veličina M3, SU20L (DIP), Icu=150kA, In=400A, 3-polni ",176910.16494845363]
[111253,"Ex9M3P SU20L 630 3P EU","Komp. prekidač, elektronski, veličina M3, SU20L (DIP), Icu=150kA, In=630A, 3-polni ",194602.36082474227]
[111254,"Ex9M3P SU20L 250 4P4T EU","Komp. prekidač, elektronski, veličina M3, SU20L (DIP), Icu=150kA, In=250A, 4-polni sa zaštitom za N-pol",204482.62886597938]
[111255,"Ex9M3P SU20L 400 4P4T EU","Komp. prekidač, elektronski, veličina M3, SU20L (DIP), Icu=150kA, In=400A, 4-polni sa zaštitom za N-pol",220273.07216494848]
[111256,"Ex9M3P SU20L 630 4P4T EU","Komp. prekidač, elektronski, veličina M3, SU20L (DIP), Icu=150kA, In=630A, 4-polni sa zaštitom za N-pol",242300.96907216494]
[111257,"Ex9M4S SU20L 630 3P EU","Komp. prekidač, elektronski, veličina M4, SU20L (DIP), Icu=36kA, In=630A, 3-polni ",81798.94845360826]
[111258,"Ex9M4S SU20L 630 4P4T EU","Komp. prekidač, elektronski, veličina M4, SU20L (DIP), Icu=36kA, In=630A, 4-polni sa zaštitom za N-pol",157560.93814432991]
[111259,"Ex9M4N SU20L 630 3P EU","Komp. prekidač, elektronski, veličina M4, SU20L (DIP), Icu=50kA, In=630A, 3-polni ",100400.74226804124]
[111260,"Ex9M4N SU20L 630 4P4T EU","Komp. prekidač, elektronski, veličina M4, SU20L (DIP), Icu=50kA, In=630A, 4-polni sa zaštitom za N-pol",167905.58762886599]
[111261,"Ex9M4Q SU20L 630 3P EU","Komp. prekidač, elektronski, veličina M4, SU20L (DIP), Icu=70kA, In=630A, 3-polni ",116956.30927835053]
[111262,"Ex9M4Q SU20L 630 4P4T EU","Komp. prekidač, elektronski, veličina M4, SU20L (DIP), Icu=70kA, In=630A, 4-polni sa zaštitom za N-pol",174968.6082474227]
[111263,"Ex9M4H SU20L 630 3P EU","Komp. prekidač, elektronski, veličina M4, SU20L (DIP), Icu=100kA, In=630A, 3-polni ",133510.40206185568]
[111264,"Ex9M4H SU20L 630 4P4T EU","Komp. prekidač, elektronski, veličina M4, SU20L (DIP), Icu=100kA, In=630A, 4-polni sa zaštitom za N-pol",182031.62886597941]
[111265,"Ex9M4P SU20L 630 3P EU","Komp. prekidač, elektronski, veličina M4, SU20L (DIP), Icu=150kA, In=630A, 3-polni ",146181.381443299]
[111266,"Ex9M4P SU20L 630 4P4T EU","Komp. prekidač, elektronski, veličina M4, SU20L (DIP), Icu=150kA, In=630A, 4-polni sa zaštitom za N-pol",199339.0515463918]
[111267,"Ex9M5S SU20L 800 3P EU","Komp. prekidač, elektronski, veličina M5, SU20L (DIP), Icu=36kA, In=800A, 3-polni ",116475.7113402062]
[111268,"Ex9M5S SU20L 800 4P4T EU","Komp. prekidač, elektronski, veličina M5, SU20L (DIP), Icu=36kA, In=800A, 4-polni sa zaštitom za N-pol",300401.72164948459]
[111269,"Ex9M5N SU20L 800 3P EU","Komp. prekidač, elektronski, veličina M5, SU20L (DIP), Icu=50kA, In=800A, 3-polni ",160935.4432989691]
[111270,"Ex9M5N SU20L 800 4P4T EU","Komp. prekidač, elektronski, veličina M5, SU20L (DIP), Icu=50kA, In=800A, 4-polni sa zaštitom za N-pol",319896.89690721652]
[111271,"Ex9M5Q SU20L 800 3P EU","Komp. prekidač, elektronski, veličina M5, SU20L (DIP), Icu=70kA, In=800A, 3-polni ",178639.43298969074]
[111272,"Ex9M5Q SU20L 800 4P4T EU","Komp. prekidač, elektronski, veličina M5, SU20L (DIP), Icu=70kA, In=800A, 4-polni sa zaštitom za N-pol",333424.40206185565]
[111273,"Ex9M5H SU20L 800 3P EU","Komp. prekidač, elektronski, veličina M5, SU20L (DIP), Icu=100kA, In=800A, 3-polni ",196341.94845360826]
[111274,"Ex9M5H SU20L 800 4P4T EU","Komp. prekidač, elektronski, veličina M5, SU20L (DIP), Icu=100kA, In=800A, 4-polni sa zaštitom za N-pol",346953.381443299]
[111275,"Ex9M5P SU20L 800 3P EU","Komp. prekidač, elektronski, veličina M5, SU20L (DIP), Icu=150kA, In=800A, 3-polni ",214973.22680412373]
[111276,"Ex9M5P SU20L 800 4P4T EU","Komp. prekidač, elektronski, veličina M5, SU20L (DIP), Icu=150kA, In=800A, 4-polni sa zaštitom za N-pol",379977.53608247422]
[]
["Molded Case Circuit Breakers with electronic tripping unit Ex9M2-5 SU20S (LCD)"]
[111277,"Ex9M2S SU20S 32 3P EU","Komp. prekidač, elektronski, veličina M2, SU20S (LCD), Icu=36kA, In=32A, 3-polni ",17524.13402061856]
[111278,"Ex9M2S SU20S 63 3P EU","Komp. prekidač, elektronski, veličina M2, SU20S (LCD), Icu=36kA, In=63A, 3-polni ",17988.515463917531]
[111279,"Ex9M2S SU20S 100 3P EU","Komp. prekidač, elektronski, veličina M2, SU20S (LCD), Icu=36kA, In=100A, 3-polni ",18088.762886597942]
[111280,"Ex9M2S SU20S 160 3P EU","Komp. prekidač, elektronski, veličina M2, SU20S (LCD), Icu=36kA, In=160A, 3-polni ",36631.587628865978]
[111281,"Ex9M2S SU20S 250 3P EU","Komp. prekidač, elektronski, veličina M2, SU20S (LCD), Icu=36kA, In=250A, 3-polni ",51080.484536082477]
[111282,"Ex9M2S SU20S 32 4P4T EU","Komp. prekidač, elektronski, veličina M2, SU20S (LCD), Icu=36kA, In=32A, 4-polni sa zaštitom za N-pol",21326.16494845361]
[111283,"Ex9M2S SU20S 63 4P4T EU","Komp. prekidač, elektronski, veličina M2, SU20S (LCD), Icu=36kA, In=63A, 4-polni sa zaštitom za N-pol",21534.030927835054]
[111284,"Ex9M2S SU20S 100 4P4T EU","Komp. prekidač, elektronski, veličina M2, SU20S (LCD), Icu=36kA, In=100A, 4-polni sa zaštitom za N-pol",27486.958762886599]
[111285,"Ex9M2S SU20S 160 4P4T EU","Komp. prekidač, elektronski, veličina M2, SU20S (LCD), Icu=36kA, In=160A, 4-polni sa zaštitom za N-pol",58155.298969072188]
[111286,"Ex9M2S SU20S 250 4P4T EU","Komp. prekidač, elektronski, veličina M2, SU20S (LCD), Icu=36kA, In=250A, 4-polni sa zaštitom za N-pol",80849.546391752578]
[111287,"Ex9M2N SU20S 32 3P EU","Komp. prekidač, elektronski, veličina M2, SU20S (LCD), Icu=50kA, In=32A, 3-polni ",23040.690721649487]
[111288,"Ex9M2N SU20S 63 3P EU","Komp. prekidač, elektronski, veličina M2, SU20S (LCD), Icu=50kA, In=63A, 3-polni ",24175.845360824744]
[111289,"Ex9M2N SU20S 100 3P EU","Komp. prekidač, elektronski, veličina M2, SU20S (LCD), Icu=50kA, In=100A, 3-polni ",31990.721649484542]
[111290,"Ex9M2N SU20S 160 3P EU","Komp. prekidač, elektronski, veličina M2, SU20S (LCD), Icu=50kA, In=160A, 3-polni ",59875.721649484534]
[111291,"Ex9M2N SU20S 250 3P EU","Komp. prekidač, elektronski, veličina M2, SU20S (LCD), Icu=50kA, In=250A, 3-polni ",84331.67010309278]
[111292,"Ex9M2N SU20S 32 4P4T EU","Komp. prekidač, elektronski, veličina M2, SU20S (LCD), Icu=50kA, In=32A, 4-polni sa zaštitom za N-pol",35173.577319587632]
[111293,"Ex9M2N SU20S 63 4P4T EU","Komp. prekidač, elektronski, veličina M2, SU20S (LCD), Icu=50kA, In=63A, 4-polni sa zaštitom za N-pol",37137.247422680419]
[111294,"Ex9M2N SU20S 100 4P4T EU","Komp. prekidač, elektronski, veličina M2, SU20S (LCD), Icu=50kA, In=100A, 4-polni sa zaštitom za N-pol",42622.845360824744]
[111295,"Ex9M2N SU20S 160 4P4T EU","Komp. prekidač, elektronski, veličina M2, SU20S (LCD), Icu=50kA, In=160A, 4-polni sa zaštitom za N-pol",87474.721649484549]
[111296,"Ex9M2N SU20S 250 4P4T EU","Komp. prekidač, elektronski, veličina M2, SU20S (LCD), Icu=50kA, In=250A, 4-polni sa zaštitom za N-pol",120815.83505154638]
[111297,"Ex9M2Q SU20S 32 3P EU","Komp. prekidač, elektronski, veličina M2, SU20S (LCD), Icu=70kA, In=32A, 3-polni ",24464.793814432989]
[111298,"Ex9M2Q SU20S 63 3P EU","Komp. prekidač, elektronski, veličina M2, SU20S (LCD), Icu=70kA, In=63A, 3-polni ",26376.865979381444]
[111299,"Ex9M2Q SU20S 100 3P EU","Komp. prekidač, elektronski, veličina M2, SU20S (LCD), Icu=70kA, In=100A, 3-polni ",34499.855670103098]
[111300,"Ex9M2Q SU20S 160 3P EU","Komp. prekidač, elektronski, veličina M2, SU20S (LCD), Icu=70kA, In=160A, 3-polni ",64414.865979381451]
[111301,"Ex9M2Q SU20S 250 3P EU","Komp. prekidač, elektronski, veličina M2, SU20S (LCD), Icu=70kA, In=250A, 3-polni ",93492.515463917531]
[111302,"Ex9M2Q SU20S 32 4P4T EU","Komp. prekidač, elektronski, veličina M2, SU20S (LCD), Icu=70kA, In=32A, 4-polni sa zaštitom za N-pol",38511.226804123726]
[111303,"Ex9M2Q SU20S 63 4P4T EU","Komp. prekidač, elektronski, veličina M2, SU20S (LCD), Icu=70kA, In=63A, 4-polni sa zaštitom za N-pol",39267.505154639177]
[111304,"Ex9M2Q SU20S 100 4P4T EU","Komp. prekidač, elektronski, veličina M2, SU20S (LCD), Icu=70kA, In=100A, 4-polni sa zaštitom za N-pol",50312.412371134022]
[111305,"Ex9M2Q SU20S 160 4P4T EU","Komp. prekidač, elektronski, veličina M2, SU20S (LCD), Icu=70kA, In=160A, 4-polni sa zaštitom za N-pol",90004.494845360852]
[111306,"Ex9M2Q SU20S 250 4P4T EU","Komp. prekidač, elektronski, veličina M2, SU20S (LCD), Icu=70kA, In=250A, 4-polni sa zaštitom za N-pol",124100.41237113401]
[111307,"Ex9M2H SU20S 32 3P EU","Komp. prekidač, elektronski, veličina M2, SU20S (LCD), Icu=100kA, In=32A, 3-polni ",25890.371134020621]
[111308,"Ex9M2H SU20S 63 3P EU","Komp. prekidač, elektronski, veličina M2, SU20S (LCD), Icu=100kA, In=63A, 3-polni ",28576.412371134025]
[111309,"Ex9M2H SU20S 100 3P EU","Komp. prekidač, elektronski, veličina M2, SU20S (LCD), Icu=100kA, In=100A, 3-polni ",37008.989690721646]
[111310,"Ex9M2H SU20S 160 3P EU","Komp. prekidač, elektronski, veličina M2, SU20S (LCD), Icu=100kA, In=160A, 3-polni ",68954.010309278368]
[111311,"Ex9M2H SU20S 250 3P EU","Komp. prekidač, elektronski, veličina M2, SU20S (LCD), Icu=100kA, In=250A, 3-polni ",102653.36082474228]
[111312,"Ex9M2H SU20S 32 4P4T EU","Komp. prekidač, elektronski, veličina M2, SU20S (LCD), Icu=100kA, In=32A, 4-polni sa zaštitom za N-pol",41848.876288659798]
[111313,"Ex9M2H SU20S 63 4P4T EU","Komp. prekidač, elektronski, veličina M2, SU20S (LCD), Icu=100kA, In=63A, 4-polni sa zaštitom za N-pol",41397.762886597935]
[111314,"Ex9M2H SU20S 100 4P4T EU","Komp. prekidač, elektronski, veličina M2, SU20S (LCD), Icu=100kA, In=100A, 4-polni sa zaštitom za N-pol",58001.979381443314]
[111315,"Ex9M2H SU20S 160 4P4T EU","Komp. prekidač, elektronski, veličina M2, SU20S (LCD), Icu=100kA, In=160A, 4-polni sa zaštitom za N-pol",92535.742268041256]
[111316,"Ex9M2H SU20S 250 4P4T EU","Komp. prekidač, elektronski, veličina M2, SU20S (LCD), Icu=100kA, In=250A, 4-polni sa zaštitom za N-pol",127384.98969072168]
[111317,"Ex9M2P SU20S 32 3P EU","Komp. prekidač, elektronski, veličina M2, SU20S (LCD), Icu=150kA, In=32A, 3-polni ",45444.515463917531]
[111318,"Ex9M2P SU20S 63 3P EU","Komp. prekidač, elektronski, veličina M2, SU20S (LCD), Icu=150kA, In=63A, 3-polni ",45444.515463917531]
[111319,"Ex9M2P SU20S 100 3P EU","Komp. prekidač, elektronski, veličina M2, SU20S (LCD), Icu=150kA, In=100A, 3-polni ",57571.50515463917]
[111320,"Ex9M2P SU20S 160 3P EU","Komp. prekidač, elektronski, veličina M2, SU20S (LCD), Icu=150kA, In=160A, 3-polni ",75851.917525773199]
[111321,"Ex9M2P SU20S 250 3P EU","Komp. prekidač, elektronski, veličina M2, SU20S (LCD), Icu=150kA, In=250A, 3-polni ",100293.1237113402]
[111322,"Ex9M2P SU20S 32 4P4T EU","Komp. prekidač, elektronski, veličina M2, SU20S (LCD), Icu=150kA, In=32A, 4-polni sa zaštitom za N-pol",51820.546391752578]
[111323,"Ex9M2P SU20S 63 4P4T EU","Komp. prekidač, elektronski, veličina M2, SU20S (LCD), Icu=150kA, In=63A, 4-polni sa zaštitom za N-pol",59765.154639175264]
[111324,"Ex9M2P SU20S 100 4P4T EU","Komp. prekidač, elektronski, veličina M2, SU20S (LCD), Icu=150kA, In=100A, 4-polni sa zaštitom za N-pol",64176.041237113415]
[111325,"Ex9M2P SU20S 160 4P4T EU","Komp. prekidač, elektronski, veličina M2, SU20S (LCD), Icu=150kA, In=160A, 4-polni sa zaštitom za N-pol",97061.61855670104]
[111326,"Ex9M2P SU20S 250 4P4T EU","Komp. prekidač, elektronski, veličina M2, SU20S (LCD), Icu=150kA, In=250A, 4-polni sa zaštitom za N-pol",134066.18556701034]
[111327,"Ex9M3S SU20S 250 3P EU","Komp. prekidač, elektronski, veličina M3, SU20S (LCD), Icu=36kA, In=250A, 3-polni ",82444.65979381444]
[111328,"Ex9M3S SU20S 400 3P EU","Komp. prekidač, elektronski, veličina M3, SU20S (LCD), Icu=36kA, In=400A, 3-polni ",70898.515463917531]
[111329,"Ex9M3S SU20S 630 3P EU","Komp. prekidač, elektronski, veličina M3, SU20S (LCD), Icu=36kA, In=630A, 3-polni ",77988.072164948448]
[111330,"Ex9M3S SU20S 250 4P4T EU","Komp. prekidač, elektronski, veličina M3, SU20S (LCD), Icu=36kA, In=250A, 4-polni sa zaštitom za N-pol",116749.91752577321]
[111331,"Ex9M3S SU20S 400 4P4T EU","Komp. prekidač, elektronski, veličina M3, SU20S (LCD), Icu=36kA, In=400A, 4-polni sa zaštitom za N-pol",122298.90721649486]
[111332,"Ex9M3S SU20S 630 4P4T EU","Komp. prekidač, elektronski, veličina M3, SU20S (LCD), Icu=36kA, In=630A, 4-polni sa zaštitom za N-pol",134527.61855670105]
[111333,"Ex9M3N SU20S 250 3P EU","Komp. prekidač, elektronski, veličina M3, SU20S (LCD), Icu=50kA, In=250A, 3-polni ",73341.309278350542]
[111334,"Ex9M3N SU20S 400 3P EU","Komp. prekidač, elektronski, veličina M3, SU20S (LCD), Icu=50kA, In=400A, 3-polni ",76149.71134020618]
[111335,"Ex9M3N SU20S 630 3P EU","Komp. prekidač, elektronski, veličina M3, SU20S (LCD), Icu=50kA, In=630A, 3-polni ",83764.092783505155]
[111336,"Ex9M3N SU20S 250 4P4T EU","Komp. prekidač, elektronski, veličina M3, SU20S (LCD), Icu=50kA, In=250A, 4-polni sa zaštitom za N-pol",124166.75257731958]
[111337,"Ex9M3N SU20S 400 4P4T EU","Komp. prekidač, elektronski, veličina M3, SU20S (LCD), Icu=50kA, In=400A, 4-polni sa zaštitom za N-pol",135120.25773195876]
[111338,"Ex9M3N SU20S 630 4P4T EU","Komp. prekidač, elektronski, veličina M3, SU20S (LCD), Icu=50kA, In=630A, 4-polni sa zaštitom za N-pol",148631.54639175261]
[111339,"Ex9M3Q SU20S 250 3P EU","Komp. prekidač, elektronski, veličina M3, SU20S (LCD), Icu=70kA, In=250A, 3-polni ",116854.58762886596]
[111340,"Ex9M3Q SU20S 400 3P EU","Komp. prekidač, elektronski, veličina M3, SU20S (LCD), Icu=70kA, In=400A, 3-polni ",126485.7113402062]
[111341,"Ex9M3Q SU20S 630 3P EU","Komp. prekidač, elektronski, veličina M3, SU20S (LCD), Icu=70kA, In=630A, 3-polni ",139134.57731958764]
[111342,"Ex9M3Q SU20S 250 4P4T EU","Komp. prekidač, elektronski, veličina M3, SU20S (LCD), Icu=70kA, In=250A, 4-polni sa zaštitom za N-pol",163364.96907216497]
[111343,"Ex9M3Q SU20S 400 4P4T EU","Komp. prekidač, elektronski, veličina M3, SU20S (LCD), Icu=70kA, In=400A, 4-polni sa zaštitom za N-pol",176388.28865979385]
[111344,"Ex9M3Q SU20S 630 4P4T EU","Komp. prekidač, elektronski, veličina M3, SU20S (LCD), Icu=70kA, In=630A, 4-polni sa zaštitom za N-pol",194025.93814432988]
[111345,"Ex9M3H SU20S 250 3P EU","Komp. prekidač, elektronski, veličina M3, SU20S (LCD), Icu=100kA, In=250A, 3-polni ",160367.86597938143]
[111346,"Ex9M3H SU20S 400 3P EU","Komp. prekidač, elektronski, veličina M3, SU20S (LCD), Icu=100kA, In=400A, 3-polni ",176821.71134020621]
[111347,"Ex9M3H SU20S 630 3P EU","Komp. prekidač, elektronski, veličina M3, SU20S (LCD), Icu=100kA, In=630A, 3-polni ",194503.58762886599]
[111348,"Ex9M3H SU20S 250 4P4T EU","Komp. prekidač, elektronski, veličina M3, SU20S (LCD), Icu=100kA, In=250A, 4-polni sa zaštitom za N-pol",202563.18556701034]
[111349,"Ex9M3H SU20S 400 4P4T EU","Komp. prekidač, elektronski, veličina M3, SU20S (LCD), Icu=100kA, In=400A, 4-polni sa zaštitom za N-pol",217656.31958762888]
[111350,"Ex9M3H SU20S 630 4P4T EU","Komp. prekidač, elektronski, veličina M3, SU20S (LCD), Icu=100kA, In=630A, 4-polni sa zaštitom za N-pol",239421.80412371131]
[111351,"Ex9M3P SU20S 250 3P EU","Komp. prekidač, elektronski, veličina M3, SU20S (LCD), Icu=150kA, In=250A, 3-polni ",182167.25773195882]
[111352,"Ex9M3P SU20S 400 3P EU","Komp. prekidač, elektronski, veličina M3, SU20S (LCD), Icu=150kA, In=400A, 3-polni ",195865.7731958763]
[111353,"Ex9M3P SU20S 630 3P EU","Komp. prekidač, elektronski, veličina M3, SU20S (LCD), Icu=150kA, In=630A, 3-polni ",215452.35051546394]
[111354,"Ex9M3P SU20S 250 4P4T EU","Komp. prekidač, elektronski, veličina M3, SU20S (LCD), Icu=150kA, In=250A, 4-polni sa zaštitom za N-pol",226391.11340206186]
[111355,"Ex9M3P SU20S 400 4P4T EU","Komp. prekidač, elektronski, veličina M3, SU20S (LCD), Icu=150kA, In=400A, 4-polni sa zaštitom za N-pol",243873.969072165]
[111356,"Ex9M3P SU20S 630 4P4T EU","Komp. prekidač, elektronski, veličina M3, SU20S (LCD), Icu=150kA, In=630A, 4-polni sa zaštitom za N-pol",268262.10309278354]
[111357,"Ex9M4S SU20S 630 3P EU","Komp. prekidač, elektronski, veličina M4, SU20S (LCD), Icu=36kA, In=630A, 3-polni ",90563.226804123697]
[111358,"Ex9M4S SU20S 630 4P4T EU","Komp. prekidač, elektronski, veličina M4, SU20S (LCD), Icu=36kA, In=630A, 4-polni sa zaštitom za N-pol",174443.78350515466]
[111359,"Ex9M4N SU20S 630 3P EU","Komp. prekidač, elektronski, veličina M4, SU20S (LCD), Icu=50kA, In=630A, 3-polni ",111158.17525773199]
[111360,"Ex9M4N SU20S 630 4P4T EU","Komp. prekidač, elektronski, veličina M4, SU20S (LCD), Icu=50kA, In=630A, 4-polni sa zaštitom za N-pol",185895.57731958764]
[111361,"Ex9M4Q SU20S 630 3P EU","Komp. prekidač, elektronski, veličina M4, SU20S (LCD), Icu=70kA, In=630A, 3-polni ",129487.23711340207]
[111362,"Ex9M4Q SU20S 630 4P4T EU","Komp. prekidač, elektronski, veličina M4, SU20S (LCD), Icu=70kA, In=630A, 4-polni sa zaštitom za N-pol",193714.87628865981]
[111363,"Ex9M4H SU20S 630 3P EU","Komp. prekidač, elektronski, veličina M4, SU20S (LCD), Icu=100kA, In=630A, 3-polni ",147814.82474226807]
[111364,"Ex9M4H SU20S 630 4P4T EU","Komp. prekidač, elektronski, veličina M4, SU20S (LCD), Icu=100kA, In=630A, 4-polni sa zaštitom za N-pol",201534.17525773196]
[111365,"Ex9M4P SU20S 630 3P EU","Komp. prekidač, elektronski, veličina M4, SU20S (LCD), Icu=150kA, In=630A, 3-polni ",161843.56701030926]
[111366,"Ex9M4P SU20S 630 4P4T EU","Komp. prekidač, elektronski, veličina M4, SU20S (LCD), Icu=150kA, In=630A, 4-polni sa zaštitom za N-pol",220697.64948453614]
[111367,"Ex9M5S SU20S 800 3P EU","Komp. prekidač, elektronski, veličina M5, SU20S (LCD), Icu=36kA, In=800A, 3-polni ",128955.04123711342]
[111368,"Ex9M5S SU20S 800 4P4T EU","Komp. prekidač, elektronski, veličina M5, SU20S (LCD), Icu=36kA, In=800A, 4-polni sa zaštitom za N-pol",332587.04123711353]
[111369,"Ex9M5N SU20S 800 3P EU","Komp. prekidač, elektronski, veličina M5, SU20S (LCD), Icu=50kA, In=800A, 3-polni ",178179.47422680419]
[111370,"Ex9M5N SU20S 800 4P4T EU","Komp. prekidač, elektronski, veličina M5, SU20S (LCD), Icu=50kA, In=800A, 4-polni sa zaštitom za N-pol",354171.19587628875]
[111371,"Ex9M5Q SU20S 800 3P EU","Komp. prekidač, elektronski, veličina M5, SU20S (LCD), Icu=70kA, In=800A, 3-polni ",197779.31958762885]
[111372,"Ex9M5Q SU20S 800 4P4T EU","Komp. prekidač, elektronski, veličina M5, SU20S (LCD), Icu=70kA, In=800A, 4-polni sa zaštitom za N-pol",369149.34020618559]
[111373,"Ex9M5H SU20S 800 3P EU","Komp. prekidač, elektronski, veličina M5, SU20S (LCD), Icu=100kA, In=800A, 3-polni ",217379.16494845363]
[111374,"Ex9M5H SU20S 800 4P4T EU","Komp. prekidač, elektronski, veličina M5, SU20S (LCD), Icu=100kA, In=800A, 4-polni sa zaštitom za N-pol",384126.01030927838]
[111375,"Ex9M5P SU20S 800 3P EU","Komp. prekidač, elektronski, veličina M5, SU20S (LCD), Icu=150kA, In=800A, 3-polni ",238006.54639175264]
[111376,"Ex9M5P SU20S 800 4P4T EU","Komp. prekidač, elektronski, veličina M5, SU20S (LCD), Icu=150kA, In=800A, 4-polni sa zaštitom za N-pol",420689.78350515466]
[]
["Molded Case Circuit Breakers with electronic tripping unit Ex9M6"]
[110340,"Ex9M6N SU20L 800 3P","Kompaktni prekidač, veličina kućišta M6, SU20L, Icu=Ics=50kA, In=800A, 3-polni",116139.58762886598]
[110341,"Ex9M6N SU20L 1000 3P","Kompaktni prekidač, veličina kućišta M6, SU20L, Icu=Ics=50kA, In=1000A, 3-polni",119117.5257731959]
[110342,"Ex9M6N SU20L 1250 3P","Kompaktni prekidač, veličina kućišta M6, SU20L, Icu=Ics=50kA, In=1250A, 3-polni",126562.37113402064]
[110343,"Ex9M6N SU20L 1600 3P","Kompaktni prekidač, veličina kućišta M6, SU20L, Icu=Ics=50kA, In=1600A, 3-polni",141452.06185567009]
[110344,"Ex9M6N SU20L 800 4P","Kompaktni prekidač, veličina kućišta M6, SU20L, Icu=Ics=50kA, In=800A, 4-polni sa zaštitom N pola",248968.89690721649]
[110345,"Ex9M6N SU20L 1000 4P","Kompaktni prekidač, veličina kućišta M6, SU20L, Icu=Ics=50kA, In=1000A, 4-polni sa zaštitom N pola",267709.26804123714]
[110346,"Ex9M6N SU20L 1250 4P","Kompaktni prekidač, veličina kućišta M6, SU20L, Icu=Ics=50kA, In=1250A, 4-polni sa zaštitom N pola",287859.00000000006]
[110347,"Ex9M6N SU20L 1600 4P","Kompaktni prekidač, veličina kućišta M6, SU20L, Icu=Ics=50kA, In=1600A, 4-polni sa zaštitom N pola",316327.79381443298]
[110348,"Ex9M6Q SU20L 800 3P","Kompaktni prekidač, veličina kućišta M6, SU20L, Icu=Ics=70kA, In=800A, 3-polni",142647.65979381444]
[110349,"Ex9M6Q SU20L 1000 3P","Kompaktni prekidač, veličina kućišta M6, SU20L, Icu=Ics=70kA, In=1000A, 3-polni",153382.97938144335]
[110350,"Ex9M6Q SU20L 1250 3P","Kompaktni prekidač, veličina kućišta M6, SU20L, Icu=Ics=70kA, In=1250A, 3-polni",164929.12371134022]
[110351,"Ex9M6Q SU20L 1600 3P","Kompaktni prekidač, veličina kućišta M6, SU20L, Icu=Ics=70kA, In=1600A, 3-polni",181239.96907216497]
[110352,"Ex9M6Q SU20L 800 4P","Kompaktni prekidač, veličina kućišta M6, SU20L, Icu=Ics=70kA, In=800A, 4-polni sa zaštitom N pola",255142.95876288664]
[110353,"Ex9M6Q SU20L 1000 4P","Kompaktni prekidač, veličina kućišta M6, SU20L, Icu=Ics=70kA, In=1000A, 4-polni sa zaštitom N pola",274346.23711340205]
[110354,"Ex9M6Q SU20L 1250 4P","Kompaktni prekidač, veličina kućišta M6, SU20L, Icu=Ics=70kA, In=1250A, 4-polni sa zaštitom N pola",294995.73195876286]
[110355,"Ex9M6Q SU20L 1600 4P","Kompaktni prekidač, veličina kućišta M6, SU20L, Icu=Ics=70kA, In=1600A, 4-polni sa zaštitom N pola",324170.68041237118]
[110356,"Ex9M6H SU20L 800 3P","Kompaktni prekidač, veličina kućišta M6, SU20L, Ics=70kA,Icu=100kA, In=800A, 3-polni",153695.51546391755]
[110357,"Ex9M6H SU20L 1000 3P","Kompaktni prekidač, veličina kućišta M6, SU20L, Ics=70kA,Icu=100kA, In=1000A, 3-polni",165263.7731958763]
[110358,"Ex9M6H SU20L 1250 3P","Kompaktni prekidač, veličina kućišta M6, SU20L, Ics=70kA,Icu=100kA, In=1250A, 3-polni",177703.2989690722]
[110359,"Ex9M6H SU20L 1600 3P","Kompaktni prekidač, veličina kućišta M6, SU20L, Ics=70kA,Icu=100kA, In=1600A, 3-polni",195279.03092783506]
[110360,"Ex9M6H SU20L 800 4P","Kompaktni prekidač, veličina kućišta M6, SU20L, Ics=70kA,Icu=100kA, In=800A, 4-polni sa zaštitom N pola",261314.07216494848]
[110361,"Ex9M6H SU20L 1000 4P","Kompaktni prekidač, veličina kućišta M6, SU20L, Ics=70kA,Icu=100kA, In=1000A, 4-polni sa zaštitom N pola",280983.20618556702]
[110362,"Ex9M6H SU20L 1250 4P","Kompaktni prekidač, veličina kućišta M6, SU20L, Ics=70kA,Icu=100kA, In=1250A, 4-polni sa zaštitom N pola",302132.46391752583]
[110363,"Ex9M6H SU20L 1600 4P","Kompaktni prekidač, veličina kućišta M6, SU20L, Ics=70kA,Icu=100kA, In=1600A, 4-polni sa zaštitom N pola",332013.56701030931]
[110364,"Ex9M6N SU20L 800 3P MOD AC230","Kompaktni prekidač, veličina kućišta M6, SU20L, Icu=Ics=50kA, In=800A, 3-polni, sa MOD AC230",196965.54639175258]
[110365,"Ex9M6N SU20L 1000 3P MOD AC230","Kompaktni prekidač, veličina kućišta M6, SU20L, Icu=Ics=50kA, In=1000A, 3-polni, sa MOD AC230",206869.40206185568]
[110366,"Ex9M6N SU20L 1250 3P MOD AC230","Kompaktni prekidač, veličina kućišta M6, SU20L, Icu=Ics=50kA, In=1250A, 3-polni, sa MOD AC230",217522.16494845363]
[110367,"Ex9M6N SU20L 1600 3P MOD AC230","Kompaktni prekidač, veličina kućišta M6, SU20L, Icu=Ics=50kA, In=1600A, 3-polni, sa MOD AC230",232569.59793814432]
[110368,"Ex9M6N SU20L 800 4P MOD AC230","Kompaktni prekidač, veličina kućišta M6, SU20L, Icu=Ics=50kA, In=800A, 4-polni sa zaštitom N pola, sa MOD AC230",314336.11340206186]
[110369,"Ex9M6N SU20L 1000 4P MOD AC230","Kompaktni prekidač, veličina kućišta M6, SU20L, Icu=Ics=50kA, In=1000A, 4-polni sa zaštitom N pola, sa MOD AC230",333076.48453608248]
[110370,"Ex9M6N SU20L 1250 4P MOD AC230","Kompaktni prekidač, veličina kućišta M6, SU20L, Icu=Ics=50kA, In=1250A, 4-polni sa zaštitom N pola, sa MOD AC230",353226.21649484546]
[110371,"Ex9M6N SU20L 1600 4P MOD AC230","Kompaktni prekidač, veličina kućišta M6, SU20L, Icu=Ics=50kA, In=1600A, 4-polni sa zaštitom N pola, sa MOD AC230",381695.01030927832]
[110372,"Ex9M6N SU20L 800 3P MOD AC400","Kompaktni prekidač, veličina kućišta M6, SU20L, Icu=Ics=50kA, In=800A, 3-polni, sa MOD AC400",196965.54639175258]
[110373,"Ex9M6N SU20L 1000 3P MOD AC400","Kompaktni prekidač, veličina kućišta M6, SU20L, Icu=Ics=50kA, In=1000A, 3-polni, sa MOD AC400",206869.40206185568]
[110374,"Ex9M6N SU20L 1250 3P MOD AC400","Kompaktni prekidač, veličina kućišta M6, SU20L, Icu=Ics=50kA, In=1250A, 3-polni, sa MOD AC400",217522.16494845363]
[110375,"Ex9M6N SU20L 1600 3P MOD AC400","Kompaktni prekidač, veličina kućišta M6, SU20L, Icu=Ics=50kA, In=1600A, 3-polni, sa MOD AC400",232569.59793814432]
[110376,"Ex9M6N SU20L 800 4P MOD AC400","Kompaktni prekidač, veličina kućišta M6, SU20L, Icu=Ics=50kA, In=800A, 4-polni sa zaštitom N pola, sa MOD AC400",314336.11340206186]
[110377,"Ex9M6N SU20L 1000 4P MOD AC400","Kompaktni prekidač, veličina kućišta M6, SU20L, Icu=Ics=50kA, In=1000A, 4-polni sa zaštitom N pola, sa MOD AC400",333076.48453608248]
[110378,"Ex9M6N SU20L 1250 4P MOD AC400","Kompaktni prekidač, veličina kućišta M6, SU20L, Icu=Ics=50kA, In=1250A, 4-polni sa zaštitom N pola, sa MOD AC400",353226.21649484546]
[110379,"Ex9M6N SU20L 1600 4P MOD AC400","Kompaktni prekidač, veličina kućišta M6, SU20L, Icu=Ics=50kA, In=1600A, 4-polni sa zaštitom N pola, sa MOD AC400",381695.01030927832]
[110380,"Ex9M6N SU20L 800 3P MOD DC110","Kompaktni prekidač, veličina kućišta M6, SU20L, Icu=Ics=50kA, In=800A, 3-polni, sa MOD DC110",196965.54639175258]
[110381,"Ex9M6N SU20L 1000 3P MOD DC110","Kompaktni prekidač, veličina kućišta M6, SU20L, Icu=Ics=50kA, In=1000A, 3-polni, sa MOD DC110",206869.40206185568]
[110382,"Ex9M6N SU20L 1250 3P MOD DC110","Kompaktni prekidač, veličina kućišta M6, SU20L, Icu=Ics=50kA, In=1250A, 3-polni, sa MOD DC110",217522.16494845363]
[110383,"Ex9M6N SU20L 1600 3P MOD DC110","Kompaktni prekidač, veličina kućišta M6, SU20L, Icu=Ics=50kA, In=1600A, 3-polni, sa MOD DC110",232569.59793814432]
[110384,"Ex9M6N SU20L 800 4P MOD DC110","Kompaktni prekidač, veličina kućišta M6, SU20L, Icu=Ics=50kA, In=800A, 4-polni sa zaštitom N pola, sa MOD DC110",314336.11340206186]
[110385,"Ex9M6N SU20L 1000 4P MOD DC110","Kompaktni prekidač, veličina kućišta M6, SU20L, Icu=Ics=50kA, In=1000A, 4-polni sa zaštitom N pola, sa MOD DC110",333076.48453608248]
[110386,"Ex9M6N SU20L 1250 4P MOD DC110","Kompaktni prekidač, veličina kućišta M6, SU20L, Icu=Ics=50kA, In=1250A, 4-polni sa zaštitom N pola, sa MOD DC110",353226.21649484546]
[110387,"Ex9M6N SU20L 1600 4P MOD DC110","Kompaktni prekidač, veličina kućišta M6, SU20L, Icu=Ics=50kA, In=1600A, 4-polni sa zaštitom N pola, sa MOD DC110",381695.01030927832]
[110388,"Ex9M6N SU20L 800 3P MOD DC220","Kompaktni prekidač, veličina kućišta M6, SU20L, Icu=Ics=50kA, In=800A, 3-polni, sa MOD DC220",196965.54639175258]
[110389,"Ex9M6N SU20L 1000 3P MOD DC220","Kompaktni prekidač, veličina kućišta M6, SU20L, Icu=Ics=50kA, In=1000A, 3-polni, sa MOD DC220",206869.40206185568]
[110390,"Ex9M6N SU20L 1250 3P MOD DC220","Kompaktni prekidač, veličina kućišta M6, SU20L, Icu=Ics=50kA, In=1250A, 3-polni, sa MOD DC220",217522.16494845363]
[110391,"Ex9M6N SU20L 1600 3P MOD DC220","Kompaktni prekidač, veličina kućišta M6, SU20L, Icu=Ics=50kA, In=1600A, 3-polni, sa MOD DC220",232569.59793814432]
[110392,"Ex9M6N SU20L 800 4P MOD DC220","Kompaktni prekidač, veličina kućišta M6, SU20L, Icu=Ics=50kA, In=800A, 4-polni sa zaštitom N pola, sa MOD DC220",314336.11340206186]
[110393,"Ex9M6N SU20L 1000 4P MOD DC220","Kompaktni prekidač, veličina kućišta M6, SU20L, Icu=Ics=50kA, In=1000A, 4-polni sa zaštitom N pola, sa MOD DC220",333076.48453608248]
[110394,"Ex9M6N SU20L 1250 4P MOD DC220","Kompaktni prekidač, veličina kućišta M6, SU20L, Icu=Ics=50kA, In=1250A, 4-polni sa zaštitom N pola, sa MOD DC220",353226.21649484546]
[110395,"Ex9M6N SU20L 1600 4P MOD DC220","Kompaktni prekidač, veličina kućišta M6, SU20L, Icu=Ics=50kA, In=1600A, 4-polni sa zaštitom N pola, sa MOD DC220",381695.01030927832]
[110396,"Ex9M6Q SU20L 800 3P MOD AC230","Kompaktni prekidač, veličina kućišta M6, SU20L, Icu=Ics=70kA, In=800A, 3-polni, sa MOD AC230",208014.87628865981]
[110397,"Ex9M6Q SU20L 1000 3P MOD AC230","Kompaktni prekidač, veličina kućišta M6, SU20L, Icu=Ics=70kA, In=1000A, 3-polni, sa MOD AC230",218750.19587628869]
[110398,"Ex9M6Q SU20L 1250 3P MOD AC230","Kompaktni prekidač, veličina kućišta M6, SU20L, Icu=Ics=70kA, In=1250A, 3-polni, sa MOD AC230",230296.34020618559]
[110399,"Ex9M6Q SU20L 1600 3P MOD AC230","Kompaktni prekidač, veličina kućišta M6, SU20L, Icu=Ics=70kA, In=1600A, 3-polni, sa MOD AC230",246607.18556701031]
[110400,"Ex9M6Q SU20L 800 4P MOD AC230","Kompaktni prekidač, veličina kućišta M6, SU20L, Icu=Ics=70kA, In=800A, 4-polni sa zaštitom N pola, sa MOD AC230",320510.17525773204]
[110401,"Ex9M6Q SU20L 1000 4P MOD AC230","Kompaktni prekidač, veličina kućišta M6, SU20L, Icu=Ics=70kA, In=1000A, 4-polni sa zaštitom N pola, sa MOD AC230",339713.45360824751]
[110402,"Ex9M6Q SU20L 1250 4P MOD AC230","Kompaktni prekidač, veličina kućišta M6, SU20L, Icu=Ics=70kA, In=1250A, 4-polni sa zaštitom N pola, sa MOD AC230",360362.94845360832]
[110403,"Ex9M6Q SU20L 1600 4P MOD AC230","Kompaktni prekidač, veličina kućišta M6, SU20L, Icu=Ics=70kA, In=1600A, 4-polni sa zaštitom N pola, sa MOD AC230",389537.89690721652]
[110404,"Ex9M6Q SU20L 800 3P MOD AC400","Kompaktni prekidač, veličina kućišta M6, SU20L, Icu=Ics=70kA, In=800A, 3-polni, sa MOD AC400",208014.87628865981]
[110405,"Ex9M6Q SU20L 1000 3P MOD AC400","Kompaktni prekidač, veličina kućišta M6, SU20L, Icu=Ics=70kA, In=1000A, 3-polni, sa MOD AC400",218750.19587628869]
[110406,"Ex9M6Q SU20L 1250 3P MOD AC400","Kompaktni prekidač, veličina kućišta M6, SU20L, Icu=Ics=70kA, In=1250A, 3-polni, sa MOD AC400",230296.34020618559]
[110407,"Ex9M6Q SU20L 1600 3P MOD AC400","Kompaktni prekidač, veličina kućišta M6, SU20L, Icu=Ics=70kA, In=1600A, 3-polni, sa MOD AC400",246607.18556701031]
[110408,"Ex9M6Q SU20L 800 4P MOD AC400","Kompaktni prekidač, veličina kućišta M6, SU20L, Icu=Ics=70kA, In=800A, 4-polni sa zaštitom N pola, sa MOD AC400",320510.17525773204]
[110409,"Ex9M6Q SU20L 1000 4P MOD AC400","Kompaktni prekidač, veličina kućišta M6, SU20L, Icu=Ics=70kA, In=1000A, 4-polni sa zaštitom N pola, sa MOD AC400",339713.45360824751]
[110410,"Ex9M6Q SU20L 1250 4P MOD AC400","Kompaktni prekidač, veličina kućišta M6, SU20L, Icu=Ics=70kA, In=1250A, 4-polni sa zaštitom N pola, sa MOD AC400",360362.94845360832]
[110411,"Ex9M6Q SU20L 1600 4P MOD AC400","Kompaktni prekidač, veličina kućišta M6, SU20L, Icu=Ics=70kA, In=1600A, 4-polni sa zaštitom N pola, sa MOD AC400",389537.89690721652]
[110412,"Ex9M6Q SU20L 800 3P MOD DC110","Kompaktni prekidač, veličina kućišta M6, SU20L, Icu=Ics=70kA, In=800A, 3-polni, sa MOD DC110",208014.87628865981]
[110413,"Ex9M6Q SU20L 1000 3P MOD DC110","Kompaktni prekidač, veličina kućišta M6, SU20L, Icu=Ics=70kA, In=1000A, 3-polni, sa MOD DC110",218750.19587628869]
[110414,"Ex9M6Q SU20L 1250 3P MOD DC110","Kompaktni prekidač, veličina kućišta M6, SU20L, Icu=Ics=70kA, In=1250A, 3-polni, sa MOD DC110",230296.34020618559]
[110415,"Ex9M6Q SU20L 1600 3P MOD DC110","Kompaktni prekidač, veličina kućišta M6, SU20L, Icu=Ics=70kA, In=1600A, 3-polni, sa MOD DC110",246607.18556701031]
[110416,"Ex9M6Q SU20L 800 4P MOD DC110","Kompaktni prekidač, veličina kućišta M6, SU20L, Icu=Ics=70kA, In=800A, 4-polni sa zaštitom N pola, sa MOD DC110",320510.17525773204]
[110417,"Ex9M6Q SU20L 1000 4P MOD DC110","Kompaktni prekidač, veličina kućišta M6, SU20L, Icu=Ics=70kA, In=1000A, 4-polni sa zaštitom N pola, sa MOD DC110",339713.45360824751]
[110418,"Ex9M6Q SU20L 1250 4P MOD DC110","Kompaktni prekidač, veličina kućišta M6, SU20L, Icu=Ics=70kA, In=1250A, 4-polni sa zaštitom N pola, sa MOD DC110",360362.94845360832]
[110419,"Ex9M6Q SU20L 1600 4P MOD DC110","Kompaktni prekidač, veličina kućišta M6, SU20L, Icu=Ics=70kA, In=1600A, 4-polni sa zaštitom N pola, sa MOD DC110",389537.89690721652]
[110420,"Ex9M6Q SU20L 800 3P MOD DC220","Kompaktni prekidač, veličina kućišta M6, SU20L, Icu=Ics=70kA, In=800A, 3-polni, sa MOD DC220",208014.87628865981]
[110421,"Ex9M6Q SU20L 1000 3P MOD DC220","Kompaktni prekidač, veličina kućišta M6, SU20L, Icu=Ics=70kA, In=1000A, 3-polni, sa MOD DC220",218750.19587628869]
[110422,"Ex9M6Q SU20L 1250 3P MOD DC220","Kompaktni prekidač, veličina kućišta M6, SU20L, Icu=Ics=70kA, In=1250A, 3-polni, sa MOD DC220",230296.34020618559]
[110423,"Ex9M6Q SU20L 1600 3P MOD DC220","Kompaktni prekidač, veličina kućišta M6, SU20L, Icu=Ics=70kA, In=1600A, 3-polni, sa MOD DC220",246607.18556701031]
[110424,"Ex9M6Q SU20L 800 4P MOD DC220","Kompaktni prekidač, veličina kućišta M6, SU20L, Icu=Ics=70kA, In=800A, 4-polni sa zaštitom N pola, sa MOD DC220",320510.17525773204]
[110425,"Ex9M6Q SU20L 1000 4P MOD DC220","Kompaktni prekidač, veličina kućišta M6, SU20L, Icu=Ics=70kA, In=1000A, 4-polni sa zaštitom N pola, sa MOD DC220",339713.45360824751]
[110426,"Ex9M6Q SU20L 1250 4P MOD DC220","Kompaktni prekidač, veličina kućišta M6, SU20L, Icu=Ics=70kA, In=1250A, 4-polni sa zaštitom N pola, sa MOD DC220",360362.94845360832]
[110427,"Ex9M6Q SU20L 1600 4P MOD DC220","Kompaktni prekidač, veličina kućišta M6, SU20L, Icu=Ics=70kA, In=1600A, 4-polni sa zaštitom N pola, sa MOD DC220",389537.89690721652]
[110428,"Ex9M6H SU20L 800 3P MOD AC230","Kompaktni prekidač, veličina kućišta M6, SU20L, Ics=70kA,Icu=100kA, In=800A, 3-polni, sa MOD AC230",219062.73195876289]
[110429,"Ex9M6H SU20L 1000 3P MOD AC230","Kompaktni prekidač, veličina kućišta M6, SU20L, Ics=70kA,Icu=100kA, In=1000A, 3-polni, sa MOD AC230",230630.98969072168]
[110430,"Ex9M6H SU20L 1250 3P MOD AC230","Kompaktni prekidač, veličina kućišta M6, SU20L, Ics=70kA,Icu=100kA, In=1250A, 3-polni, sa MOD AC230",243070.51546391755]
[110431,"Ex9M6H SU20L 1600 3P MOD AC230","Kompaktni prekidač, veličina kućišta M6, SU20L, Ics=70kA,Icu=100kA, In=1600A, 3-polni, sa MOD AC230",260646.24742268043]
[110432,"Ex9M6H SU20L 800 4P MOD AC230","Kompaktni prekidač, veličina kućišta M6, SU20L, Ics=70kA,Icu=100kA, In=800A, 4-polni sa zaštitom N pola, sa MOD AC230",326681.28865979385]
[110433,"Ex9M6H SU20L 1000 4P MOD AC230","Kompaktni prekidač, veličina kućišta M6, SU20L, Ics=70kA,Icu=100kA, In=1000A, 4-polni sa zaštitom N pola, sa MOD AC230",346350.42268041242]
[110434,"Ex9M6H SU20L 1250 4P MOD AC230","Kompaktni prekidač, veličina kućišta M6, SU20L, Ics=70kA,Icu=100kA, In=1250A, 4-polni sa zaštitom N pola, sa MOD AC230",367499.68041237118]
[110435,"Ex9M6H SU20L 1600 4P MOD AC230","Kompaktni prekidač, veličina kućišta M6, SU20L, Ics=70kA,Icu=100kA, In=1600A, 4-polni sa zaštitom N pola, sa MOD AC230",397380.78350515466]
[110436,"Ex9M6H SU20L 800 3P MOD AC400","Kompaktni prekidač, veličina kućišta M6, SU20L, Ics=70kA,Icu=100kA, In=800A, 3-polni, sa MOD AC400",219062.73195876289]
[110437,"Ex9M6H SU20L 1000 3P MOD AC400","Kompaktni prekidač, veličina kućišta M6, SU20L, Ics=70kA,Icu=100kA, In=1000A, 3-polni, sa MOD AC400",230630.98969072168]
[110438,"Ex9M6H SU20L 1250 3P MOD AC400","Kompaktni prekidač, veličina kućišta M6, SU20L, Ics=70kA,Icu=100kA, In=1250A, 3-polni, sa MOD AC400",243070.51546391755]
[110439,"Ex9M6H SU20L 1600 3P MOD AC400","Kompaktni prekidač, veličina kućišta M6, SU20L, Ics=70kA,Icu=100kA, In=1600A, 3-polni, sa MOD AC400",260646.24742268043]
[110440,"Ex9M6H SU20L 800 4P MOD AC400","Kompaktni prekidač, veličina kućišta M6, SU20L, Ics=70kA,Icu=100kA, In=800A, 4-polni sa zaštitom N pola, sa MOD AC400",326681.28865979385]
[110441,"Ex9M6H SU20L 1000 4P MOD AC400","Kompaktni prekidač, veličina kućišta M6, SU20L, Ics=70kA,Icu=100kA, In=1000A, 4-polni sa zaštitom N pola, sa MOD AC400",346350.42268041242]
[110442,"Ex9M6H SU20L 1250 4P MOD AC400","Kompaktni prekidač, veličina kućišta M6, SU20L, Ics=70kA,Icu=100kA, In=1250A, 4-polni sa zaštitom N pola, sa MOD AC400",367499.68041237118]
[110443,"Ex9M6H SU20L 1600 4P MOD AC400","Kompaktni prekidač, veličina kućišta M6, SU20L, Ics=70kA,Icu=100kA, In=1600A, 4-polni sa zaštitom N pola, sa MOD AC400",397380.78350515466]
[110444,"Ex9M6H SU20L 800 3P MOD DC110","Kompaktni prekidač, veličina kućišta M6, SU20L, Ics=70kA,Icu=100kA, In=800A, 3-polni, sa MOD DC110",219062.73195876289]
[110445,"Ex9M6H SU20L 1000 3P MOD DC110","Kompaktni prekidač, veličina kućišta M6, SU20L, Ics=70kA,Icu=100kA, In=1000A, 3-polni, sa MOD DC110",230630.98969072168]
[110446,"Ex9M6H SU20L 1250 3P MOD DC110","Kompaktni prekidač, veličina kućišta M6, SU20L, Ics=70kA,Icu=100kA, In=1250A, 3-polni, sa MOD DC110",243070.51546391755]
[110447,"Ex9M6H SU20L 1600 3P MOD DC110","Kompaktni prekidač, veličina kućišta M6, SU20L, Ics=70kA,Icu=100kA, In=1600A, 3-polni, sa MOD DC110",260646.24742268043]
[110448,"Ex9M6H SU20L 800 4P MOD DC110","Kompaktni prekidač, veličina kućišta M6, SU20L, Ics=70kA,Icu=100kA, In=800A, 4-polni sa zaštitom N pola, sa MOD DC110",326681.28865979385]
[110449,"Ex9M6H SU20L 1000 4P MOD DC110","Kompaktni prekidač, veličina kućišta M6, SU20L, Ics=70kA,Icu=100kA, In=1000A, 4-polni sa zaštitom N pola, sa MOD DC110",346350.42268041242]
[110450,"Ex9M6H SU20L 1250 4P MOD DC110","Kompaktni prekidač, veličina kućišta M6, SU20L, Ics=70kA,Icu=100kA, In=1250A, 4-polni sa zaštitom N pola, sa MOD DC110",367499.68041237118]
[110451,"Ex9M6H SU20L 1600 4P MOD DC110","Kompaktni prekidač, veličina kućišta M6, SU20L, Ics=70kA,Icu=100kA, In=1600A, 4-polni sa zaštitom N pola, sa MOD DC110",397380.78350515466]
[110452,"Ex9M6H SU20L 800 3P MOD DC220","Kompaktni prekidač, veličina kućišta M6, SU20L, Ics=70kA,Icu=100kA, In=800A, 3-polni, sa MOD DC220",219062.73195876289]
[110453,"Ex9M6H SU20L 1000 3P MOD DC220","Kompaktni prekidač, veličina kućišta M6, SU20L, Ics=70kA,Icu=100kA, In=1000A, 3-polni, sa MOD DC220",230630.98969072168]
[110454,"Ex9M6H SU20L 1250 3P MOD DC220","Kompaktni prekidač, veličina kućišta M6, SU20L, Ics=70kA,Icu=100kA, In=1250A, 3-polni, sa MOD DC220",243070.51546391755]
[110455,"Ex9M6H SU20L 1600 3P MOD DC220","Kompaktni prekidač, veličina kućišta M6, SU20L, Ics=70kA,Icu=100kA, In=1600A, 3-polni, sa MOD DC220",260646.24742268043]
[110456,"Ex9M6H SU20L 800 4P MOD DC220","Kompaktni prekidač, veličina kućišta M6, SU20L, Ics=70kA,Icu=100kA, In=800A, 4-polni sa zaštitom N pola, sa MOD DC220",326681.28865979385]
[110457,"Ex9M6H SU20L 1000 4P MOD DC220","Kompaktni prekidač, veličina kućišta M6, SU20L, Ics=70kA,Icu=100kA, In=1000A, 4-polni sa zaštitom N pola, sa MOD DC220",346350.42268041242]
[110458,"Ex9M6H SU20L 1250 4P MOD DC220","Kompaktni prekidač, veličina kućišta M6, SU20L, Ics=70kA,Icu=100kA, In=1250A, 4-polni sa zaštitom N pola, sa MOD DC220",367499.68041237118]
[110459,"Ex9M6H SU20L 1600 4P MOD DC220","Kompaktni prekidač, veličina kućišta M6, SU20L, Ics=70kA,Icu=100kA, In=1600A, 4-polni sa zaštitom N pola, sa MOD DC220",397380.78350515466]
[]
["DC Moulded Case Circuit Breakers Ex9MD"]
[101768,"Ex9MD1B TM DC16 3P","DC Kompaktni prekidač, veličina kućišta M1, Icu=Ics=25kA, In=16A, 3-polni",31337.639175257733]
[101769,"Ex9MD1B TM DC20 3P","DC Kompaktni prekidač, veličina kućišta M1, Icu=Ics=25kA, In=20A, 3-polni",31337.639175257733]
[101770,"Ex9MD1B TM DC25 3P","DC Kompaktni prekidač, veličina kućišta M1, Icu=Ics=25kA, In=25A, 3-polni",31598.577319587632]
[101771,"Ex9MD1B TM DC32 3P","DC Kompaktni prekidač, veličina kućišta M1, Icu=Ics=25kA, In=32A, 3-polni",31862.463917525776]
[101772,"Ex9MD1B TM DC40 3P","DC Kompaktni prekidač, veličina kućišta M1, Icu=Ics=25kA, In=40A, 3-polni",32652.649484536083]
[101773,"Ex9MD1B TM DC50 3P","DC Kompaktni prekidač, veličina kućišta M1, Icu=Ics=25kA, In=50A, 3-polni",33705.247422680412]
[101774,"Ex9MD1B TM DC63 3P","DC Kompaktni prekidač, veličina kućišta M1, Icu=Ics=25kA, In=63A, 3-polni",35550.9793814433]
[101775,"Ex9MD1B TM DC80 3P","DC Kompaktni prekidač, veličina kućišta M1, Icu=Ics=25kA, In=80A, 3-polni",37392.28865979382]
[101776,"Ex9MD1B TM DC100 3P","DC Kompaktni prekidač, veličina kućišta M1, Icu=Ics=25kA, In=100A, 3-polni",41869.515463917538]
[101777,"Ex9MD1B TM DC125 3P","DC Kompaktni prekidač, veličina kućišta M1, Icu=Ics=25kA, In=125A, 3-polni",47399.340206185567]
[101778,"Ex9MD1S TM DC16 3P","DC Kompaktni prekidač, veličina kućišta M1, Icu=Ics=36kA, In=16A, 3-polni",37129.876288659798]
[101779,"Ex9MD1S TM DC20 3P","DC Kompaktni prekidač, veličina kućišta M1, Icu=Ics=36kA, In=20A, 3-polni",37392.28865979382]
[101780,"Ex9MD1S TM DC25 3P","DC Kompaktni prekidač, veličina kućišta M1, Icu=Ics=36kA, In=25A, 3-polni",37656.175257731964]
[101781,"Ex9MD1S TM DC32 3P","DC Kompaktni prekidač, veličina kućišta M1, Icu=Ics=36kA, In=32A, 3-polni",38182.47422680413]
[101782,"Ex9MD1S TM DC40 3P","DC Kompaktni prekidač, veličina kućišta M1, Icu=Ics=36kA, In=40A, 3-polni",38710.247422680419]
[101783,"Ex9MD1S TM DC50 3P","DC Kompaktni prekidač, veličina kućišta M1, Icu=Ics=36kA, In=50A, 3-polni",40025.257731958765]
[101784,"Ex9MD1S TM DC63 3P","DC Kompaktni prekidač, veličina kućišta M1, Icu=Ics=36kA, In=63A, 3-polni",41607.103092783516]
[101785,"Ex9MD1S TM DC80 3P","DC Kompaktni prekidač, veličina kućišta M1, Icu=Ics=36kA, In=80A, 3-polni",44502.484536082484]
[101786,"Ex9MD1S TM DC100 3P","DC Kompaktni prekidač, veličina kućišta M1, Icu=Ics=36kA, In=100A, 3-polni",48188.051546391769]
[101787,"Ex9MD1S TM DC125 3P","DC Kompaktni prekidač, veličina kućišta M1, Icu=Ics=36kA, In=125A, 3-polni",53981.762886597942]
[101788,"Ex9MD1N TM DC16 3P","DC Kompaktni prekidač, veličina kućišta M1, Icu=Ics=50kA, In=16A, 3-polni",46082.855670103098]
[101789,"Ex9MD1N TM DC20 3P","DC Kompaktni prekidač, veličina kućišta M1, Icu=Ics=50kA, In=20A, 3-polni",46345.268041237119]
[101790,"Ex9MD1N TM DC25 3P","DC Kompaktni prekidač, veličina kućišta M1, Icu=Ics=50kA, In=25A, 3-polni",46871.567010309285]
[101791,"Ex9MD1N TM DC32 3P","DC Kompaktni prekidač, veličina kućišta M1, Icu=Ics=50kA, In=32A, 3-polni",47663.226804123711]
[101792,"Ex9MD1N TM DC40 3P","DC Kompaktni prekidač, veličina kućišta M1, Icu=Ics=50kA, In=40A, 3-polni",48714.350515463913]
[101793,"Ex9MD1N TM DC50 3P","DC Kompaktni prekidač, veličina kućišta M1, Icu=Ics=50kA, In=50A, 3-polni",50030.835051546397]
[101794,"Ex9MD1N TM DC63 3P","DC Kompaktni prekidač, veličina kućišta M1, Icu=Ics=50kA, In=63A, 3-polni",51611.206185567011]
[101795,"Ex9MD1N TM DC80 3P","DC Kompaktni prekidač, veličina kućišta M1, Icu=Ics=50kA, In=80A, 3-polni",53455.463917525776]
[101796,"Ex9MD1N TM DC100 3P","DC Kompaktni prekidač, veličina kućišta M1, Icu=Ics=50kA, In=100A, 3-polni",55826.020618556715]
[101797,"Ex9MD1N TM DC125 3P","DC Kompaktni prekidač, veličina kućišta M1, Icu=Ics=50kA, In=125A, 3-polni",62936.216494845372]
[101818,"Ex9MD1H TM DC16 3P","DC Kompaktni prekidač, veličina kućišta M1, Icu=Ics=100kA, In=16A, 3-polni",65831.597938144332]
[101819,"Ex9MD1H TM DC20 3P","DC Kompaktni prekidač, veličina kućišta M1, Icu=Ics=100kA, In=20A, 3-polni",66357.89690721652]
[101820,"Ex9MD1H TM DC25 3P","DC Kompaktni prekidač, veličina kućišta M1, Icu=Ics=100kA, In=25A, 3-polni",67149.556701030946]
[101821,"Ex9MD1H TM DC32 3P","DC Kompaktni prekidač, veličina kućišta M1, Icu=Ics=100kA, In=32A, 3-polni",68200.680412371163]
[101822,"Ex9MD1H TM DC40 3P","DC Kompaktni prekidač, veličina kućišta M1, Icu=Ics=100kA, In=40A, 3-polni",69520.113402061863]
[101823,"Ex9MD1H TM DC50 3P","DC Kompaktni prekidač, veličina kućišta M1, Icu=Ics=100kA, In=50A, 3-polni",70835.123711340217]
[101824,"Ex9MD1H TM DC63 3P","DC Kompaktni prekidač, veličina kućišta M1, Icu=Ics=100kA, In=63A, 3-polni",72679.381443298975]
[101825,"Ex9MD1H TM DC80 3P","DC Kompaktni prekidač, veličina kućišta M1, Icu=Ics=100kA, In=80A, 3-polni",75312.350515463928]
[101826,"Ex9MD1H TM DC100 3P","DC Kompaktni prekidač, veličina kućišta M1, Icu=Ics=100kA, In=100A, 3-polni",79261.80412371135]
[101827,"Ex9MD1H TM DC125 3P","DC Kompaktni prekidač, veličina kućišta M1, Icu=Ics=100kA, In=125A, 3-polni",88214.783505154643]
[101828,"Ex9MD1B TM DC16 4P4T","DC Kompaktni prekidač, veličina kućišta M1, Icu=Ics=25kA, In=16A, 4-polni  ",39236.546391752578]
[101829,"Ex9MD1B TM DC20 4P4T","DC Kompaktni prekidač, veličina kućišta M1, Icu=Ics=25kA, In=20A, 4-polni  ",39764.319587628874]
[101830,"Ex9MD1B TM DC25 4P4T","DC Kompaktni prekidač, veličina kućišta M1, Icu=Ics=25kA, In=25A, 4-polni  ",41077.855670103098]
[101831,"Ex9MD1B TM DC32 4P4T","DC Kompaktni prekidač, veličina kućišta M1, Icu=Ics=25kA, In=32A, 4-polni  ",41869.515463917538]
[101832,"Ex9MD1B TM DC40 4P4T","DC Kompaktni prekidač, veličina kućišta M1, Icu=Ics=25kA, In=40A, 4-polni  ",42923.587628865986]
[101833,"Ex9MD1B TM DC50 4P4T","DC Kompaktni prekidač, veličina kućišta M1, Icu=Ics=25kA, In=50A, 4-polni  ",44240.072164948448]
[101834,"Ex9MD1B TM DC63 4P4T","DC Kompaktni prekidač, veličina kućišta M1, Icu=Ics=25kA, In=63A, 4-polni  ",46871.567010309285]
[101835,"Ex9MD1B TM DC80 4P4T","DC Kompaktni prekidač, veličina kućišta M1, Icu=Ics=25kA, In=80A, 4-polni  ",48714.350515463913]
[101836,"Ex9MD1B TM DC100 4P4T","DC Kompaktni prekidač, veličina kućišta M1, Icu=Ics=25kA, In=100A, 4-polni  ",50296.195876288664]
[101837,"Ex9MD1B TM DC125 4P4T","DC Kompaktni prekidač, veličina kućišta M1, Icu=Ics=25kA, In=125A, 4-polni  ",53191.577319587639]
[101838,"Ex9MD1S TM DC16 4P4T","DC Kompaktni prekidač, veličina kućišta M1, Icu=Ics=36kA, In=16A, 4-polni  ",49506.010309278354]
[101839,"Ex9MD1S TM DC20 4P4T","DC Kompaktni prekidač, veličina kućišta M1, Icu=Ics=36kA, In=20A, 4-polni  ",50030.835051546397]
[101840,"Ex9MD1S TM DC25 4P4T","DC Kompaktni prekidač, veličina kućišta M1, Icu=Ics=36kA, In=25A, 4-polni  ",50822.49484536083]
[101841,"Ex9MD1S TM DC32 4P4T","DC Kompaktni prekidač, veličina kućišta M1, Icu=Ics=36kA, In=32A, 4-polni  ",51611.206185567011]
[101842,"Ex9MD1S TM DC40 4P4T","DC Kompaktni prekidač, veličina kućišta M1, Icu=Ics=36kA, In=40A, 4-polni  ",52927.69072164948]
[101843,"Ex9MD1S TM DC50 4P4T","DC Kompaktni prekidač, veličina kućišta M1, Icu=Ics=36kA, In=50A, 4-polni  ",54244.175257731957]
[101844,"Ex9MD1S TM DC63 4P4T","DC Kompaktni prekidač, veličina kućišta M1, Icu=Ics=36kA, In=63A, 4-polni  ",56353.793814432996]
[101845,"Ex9MD1S TM DC80 4P4T","DC Kompaktni prekidač, veličina kućišta M1, Icu=Ics=36kA, In=80A, 4-polni  ",59513.061855670108]
[101846,"Ex9MD1S TM DC100 4P4T","DC Kompaktni prekidač, veličina kućišta M1, Icu=Ics=36kA, In=100A, 4-polni  ",61882.144329896917]
[101847,"Ex9MD1S TM DC125 4P4T","DC Kompaktni prekidač, veličina kućišta M1, Icu=Ics=36kA, In=125A, 4-polni  ",63724.927835051552]
[101848,"Ex9MD1N TM DC16 4P4T","DC Kompaktni prekidač, veličina kućišta M1, Icu=Ics=50kA, In=16A, 4-polni  ",63724.927835051552]
[101849,"Ex9MD1N TM DC20 4P4T","DC Kompaktni prekidač, veličina kućišta M1, Icu=Ics=50kA, In=20A, 4-polni  ",64252.701030927827]
[101850,"Ex9MD1N TM DC25 4P4T","DC Kompaktni prekidač, veličina kućišta M1, Icu=Ics=50kA, In=25A, 4-polni  ",64779.000000000007]
[101851,"Ex9MD1N TM DC32 4P4T","DC Kompaktni prekidač, veličina kućišta M1, Icu=Ics=50kA, In=32A, 4-polni  ",65831.597938144332]
[101852,"Ex9MD1N TM DC40 4P4T","DC Kompaktni prekidač, veličina kućišta M1, Icu=Ics=50kA, In=40A, 4-polni  ",67149.556701030946]
[101853,"Ex9MD1N TM DC50 4P4T","DC Kompaktni prekidač, veličina kućišta M1, Icu=Ics=50kA, In=50A, 4-polni  ",68993.81443298969]
[101854,"Ex9MD1N TM DC63 4P4T","DC Kompaktni prekidač, veličina kućišta M1, Icu=Ics=50kA, In=63A, 4-polni  ",71887.721649484534]
[101855,"Ex9MD1N TM DC80 4P4T","DC Kompaktni prekidač, veličina kućišta M1, Icu=Ics=50kA, In=80A, 4-polni  ",75573.288659793805]
[101856,"Ex9MD1N TM DC100 4P4T","DC Kompaktni prekidač, veličina kućišta M1, Icu=Ics=50kA, In=100A, 4-polni  ",79525.690721649502]
[101857,"Ex9MD1N TM DC125 4P4T","DC Kompaktni prekidač, veličina kućišta M1, Icu=Ics=50kA, In=125A, 4-polni  ",89531.268041237097]
[101878,"Ex9MD1H TM DC16 4P4T","DC Kompaktni prekidač, veličina kućišta M1, Icu=Ics=100kA, In=16A, 4-polni  ",91375.525773195885]
[101879,"Ex9MD1H TM DC20 4P4T","DC Kompaktni prekidač, veličina kućišta M1, Icu=Ics=100kA, In=20A, 4-polni  ",91900.350515463928]
[101880,"Ex9MD1H TM DC25 4P4T","DC Kompaktni prekidač, veličina kućišta M1, Icu=Ics=100kA, In=25A, 4-polni  ",92692.010309278354]
[101881,"Ex9MD1H TM DC32 4P4T","DC Kompaktni prekidač, veličina kućišta M1, Icu=Ics=100kA, In=32A, 4-polni  ",93743.134020618571]
[101882,"Ex9MD1H TM DC40 4P4T","DC Kompaktni prekidač, veličina kućišta M1, Icu=Ics=100kA, In=40A, 4-polni  ",95061.092783505155]
[101883,"Ex9MD1H TM DC50 4P4T","DC Kompaktni prekidač, veličina kućišta M1, Icu=Ics=100kA, In=50A, 4-polni  ",96906.824742268043]
[101884,"Ex9MD1H TM DC63 4P4T","DC Kompaktni prekidač, veličina kućišta M1, Icu=Ics=100kA, In=63A, 4-polni  ",99274.432989690729]
[101885,"Ex9MD1H TM DC80 4P4T","DC Kompaktni prekidač, veličina kućišta M1, Icu=Ics=100kA, In=80A, 4-polni  ",102171.28865979382]
[101886,"Ex9MD1H TM DC100 4P4T","DC Kompaktni prekidač, veličina kućišta M1, Icu=Ics=100kA, In=100A, 4-polni  ",107965.00000000001]
[101887,"Ex9MD1H TM DC125 4P4T","DC Kompaktni prekidač, veličina kućišta M1, Icu=Ics=100kA, In=125A, 4-polni  ",117181.86597938149]
[101888,"Ex9MD2B TM DC125 3P","DC Kompaktni prekidač, veličina kućišta M2, Icu=Ics=25kA, In=125A, 3-polni",34496.907216494845]
[101889,"Ex9MD2B TM DC160 3P","DC Kompaktni prekidač, veličina kućišta M2, Icu=Ics=25kA, In=160A, 3-polni",41077.855670103098]
[101890,"Ex9MD2B TM DC180 3P","DC Kompaktni prekidač, veličina kućišta M2, Icu=Ics=25kA, In=180A, 3-polni",39497.484536082484]
[101891,"Ex9MD2B TM DC200 3P","DC Kompaktni prekidač, veličina kućišta M2, Icu=Ics=25kA, In=200A, 3-polni",43449.886597938159]
[101892,"Ex9MD2B TM DC225 3P","DC Kompaktni prekidač, veličina kućišta M2, Icu=Ics=25kA, In=225A, 3-polni",45028.783505154643]
[101893,"Ex9MD2B TM DC250 3P","DC Kompaktni prekidač, veličina kućišta M2, Icu=Ics=25kA, In=250A, 3-polni",47135.45360824743]
[101894,"Ex9MD2S TM DC125 3P","DC Kompaktni prekidač, veličina kućišta M2, Icu=Ics=36kA, In=125A, 3-polni",39497.484536082484]
[101895,"Ex9MD2S TM DC160 3P","DC Kompaktni prekidač, veličina kućišta M2, Icu=Ics=36kA, In=160A, 3-polni",45028.783505154643]
[101896,"Ex9MD2S TM DC180 3P","DC Kompaktni prekidač, veličina kućišta M2, Icu=Ics=36kA, In=180A, 3-polni",46609.154639175264]
[101897,"Ex9MD2S TM DC200 3P","DC Kompaktni prekidač, veličina kućišta M2, Icu=Ics=36kA, In=200A, 3-polni",48188.051546391769]
[101898,"Ex9MD2S TM DC225 3P","DC Kompaktni prekidač, veličina kućišta M2, Icu=Ics=36kA, In=225A, 3-polni",50030.835051546397]
[101899,"Ex9MD2S TM DC250 3P","DC Kompaktni prekidač, veličina kućišta M2, Icu=Ics=36kA, In=250A, 3-polni",52138.979381443307]
[101900,"Ex9MD2N TM DC125 3P","DC Kompaktni prekidač, veličina kućišta M2, Icu=Ics=50kA, In=125A, 3-polni",49242.123711340209]
[101901,"Ex9MD2N TM DC160 3P","DC Kompaktni prekidač, veličina kućišta M2, Icu=Ics=50kA, In=160A, 3-polni",55037.30927835052]
[101902,"Ex9MD2N TM DC180 3P","DC Kompaktni prekidač, veličina kućišta M2, Icu=Ics=50kA, In=180A, 3-polni",56616.206185567025]
[101903,"Ex9MD2N TM DC200 3P","DC Kompaktni prekidač, veličina kućišta M2, Icu=Ics=50kA, In=200A, 3-polni",58196.577319587632]
[101904,"Ex9MD2N TM DC225 3P","DC Kompaktni prekidač, veličina kućišta M2, Icu=Ics=50kA, In=225A, 3-polni",60301.773195876296]
[101905,"Ex9MD2N TM DC250 3P","DC Kompaktni prekidač, veličina kućišta M2, Icu=Ics=50kA, In=250A, 3-polni",62409.917525773191]
[101918,"Ex9MD2H TM DC125 3P","DC Kompaktni prekidač, veličina kućišta M2, Icu=Ics=100kA, In=125A, 3-polni",69782.525773195885]
[101919,"Ex9MD2H TM DC160 3P","DC Kompaktni prekidač, veličina kućišta M2, Icu=Ics=100kA, In=160A, 3-polni",73468.092783505155]
[101920,"Ex9MD2H TM DC180 3P","DC Kompaktni prekidač, veličina kućišta M2, Icu=Ics=100kA, In=180A, 3-polni",75840.123711340231]
[101921,"Ex9MD2H TM DC200 3P","DC Kompaktni prekidač, veličina kućišta M2, Icu=Ics=100kA, In=200A, 3-polni",77681.432989690729]
[101922,"Ex9MD2H TM DC225 3P","DC Kompaktni prekidač, veličina kućišta M2, Icu=Ics=100kA, In=225A, 3-polni",79786.628865979394]
[101923,"Ex9MD2H TM DC250 3P","DC Kompaktni prekidač, veličina kućišta M2, Icu=Ics=100kA, In=250A, 3-polni",81894.773195876303]
[101924,"Ex9MD2B TM DC125 4P4T","DC Kompaktni prekidač, veličina kućišta M2, Icu=Ics=25kA, In=125A, 4-polni  ",46871.567010309285]
[101925,"Ex9MD2B TM DC160 4P4T","DC Kompaktni prekidač, veličina kućišta M2, Icu=Ics=25kA, In=160A, 4-polni  ",55037.30927835052]
[101926,"Ex9MD2B TM DC180 4P4T","DC Kompaktni prekidač, veličina kućišta M2, Icu=Ics=25kA, In=180A, 4-polni  ",56353.793814432996]
[101927,"Ex9MD2B TM DC200 4P4T","DC Kompaktni prekidač, veličina kućišta M2, Icu=Ics=25kA, In=200A, 4-polni  ",57932.690721649502]
[101928,"Ex9MD2B TM DC225 4P4T","DC Kompaktni prekidač, veličina kućišta M2, Icu=Ics=25kA, In=225A, 4-polni  ",60039.360824742267]
[101929,"Ex9MD2B TM DC250 4P4T","DC Kompaktni prekidač, veličina kućišta M2, Icu=Ics=25kA, In=250A, 4-polni  ",62409.917525773191]
[101930,"Ex9MD2S TM DC125 4P4T","DC Kompaktni prekidač, veličina kućišta M2, Icu=Ics=36kA, In=125A, 4-polni  ",57668.80412371135]
[101931,"Ex9MD2S TM DC160 4P4T","DC Kompaktni prekidač, veličina kućišta M2, Icu=Ics=36kA, In=160A, 4-polni  ",62409.917525773191]
[101932,"Ex9MD2S TM DC180 4P4T","DC Kompaktni prekidač, veličina kućišta M2, Icu=Ics=36kA, In=180A, 4-polni  ",63724.927835051552]
[101933,"Ex9MD2S TM DC200 4P4T","DC Kompaktni prekidač, veličina kućišta M2, Icu=Ics=36kA, In=200A, 4-polni  ",65041.412371134022]
[101934,"Ex9MD2S TM DC225 4P4T","DC Kompaktni prekidač, veličina kućišta M2, Icu=Ics=36kA, In=225A, 4-polni  ",66621.783505154657]
[101935,"Ex9MD2S TM DC250 4P4T","DC Kompaktni prekidač, veličina kućišta M2, Icu=Ics=36kA, In=250A, 4-polni  ",68993.81443298969]
[101936,"Ex9MD2N TM DC125 4P4T","DC Kompaktni prekidač, veličina kućišta M2, Icu=Ics=50kA, In=125A, 4-polni  ",72941.793814432996]
[101937,"Ex9MD2N TM DC160 4P4T","DC Kompaktni prekidač, veličina kućišta M2, Icu=Ics=50kA, In=160A, 4-polni  ",76627.360824742267]
[101938,"Ex9MD2N TM DC180 4P4T","DC Kompaktni prekidač, veličina kućišta M2, Icu=Ics=50kA, In=180A, 4-polni  ",78207.731958762903]
[101939,"Ex9MD2N TM DC200 4P4T","DC Kompaktni prekidač, veličina kućišta M2, Icu=Ics=50kA, In=200A, 4-polni  ",81106.061855670094]
[101940,"Ex9MD2N TM DC225 4P4T","DC Kompaktni prekidač, veličina kućišta M2, Icu=Ics=50kA, In=225A, 4-polni  ",84001.443298969069]
[101941,"Ex9MD2N TM DC250 4P4T","DC Kompaktni prekidač, veličina kućišta M2, Icu=Ics=50kA, In=250A, 4-polni  ",88214.783505154643]
[101954,"Ex9MD2H TM DC125 4P4T","DC Kompaktni prekidač, veličina kućišta M2, Icu=Ics=100kA, In=125A, 4-polni  ",102171.28865979382]
[101955,"Ex9MD2H TM DC160 4P4T","DC Kompaktni prekidač, veličina kućišta M2, Icu=Ics=100kA, In=160A, 4-polni  ",103751.65979381444]
[101956,"Ex9MD2H TM DC180 4P4T","DC Kompaktni prekidač, veličina kućišta M2, Icu=Ics=100kA, In=180A, 4-polni  ",105066.67010309279]
[101957,"Ex9MD2H TM DC200 4P4T","DC Kompaktni prekidač, veličina kućišta M2, Icu=Ics=100kA, In=200A, 4-polni  ",108225.93814432989]
[101958,"Ex9MD2H TM DC225 4P4T","DC Kompaktni prekidač, veličina kućišta M2, Icu=Ics=100kA, In=225A, 4-polni  ",111388.15463917526]
[101959,"Ex9MD2H TM DC250 4P4T","DC Kompaktni prekidač, veličina kućišta M2, Icu=Ics=100kA, In=250A, 4-polni  ",116391.68041237113]
[101960,"Ex9MD3B TM DC250 3P","DC Kompaktni prekidač, veličina kućišta M3, Icu=Ics=25kA, In=250A, 3-polni",45555.082474226809]
[101961,"Ex9MD3B TM DC315 3P","DC Kompaktni prekidač, veličina kućišta M3, Icu=Ics=25kA, In=315A, 3-polni",47399.340206185567]
[101962,"Ex9MD3B TM DC350 3P","DC Kompaktni prekidač, veličina kućišta M3, Icu=Ics=25kA, In=350A, 3-polni",49768.422680412368]
[101963,"Ex9MD3B TM DC400 3P","DC Kompaktni prekidač, veličina kućišta M3, Icu=Ics=25kA, In=400A, 3-polni",52401.391752577321]
[101964,"Ex9MD3S TM DC250 3P","DC Kompaktni prekidač, veličina kućišta M3, Icu=Ics=36kA, In=250A, 3-polni",51611.206185567011]
[101965,"Ex9MD3S TM DC315 3P","DC Kompaktni prekidač, veličina kućišta M3, Icu=Ics=36kA, In=315A, 3-polni",55037.30927835052]
[101966,"Ex9MD3S TM DC350 3P","DC Kompaktni prekidač, veličina kućišta M3, Icu=Ics=36kA, In=350A, 3-polni",58722.876288659791]
[101967,"Ex9MD3S TM DC400 3P","DC Kompaktni prekidač, veličina kućišta M3, Icu=Ics=36kA, In=400A, 3-polni",63462.515463917531]
[101968,"Ex9MD3N TM DC250 3P","DC Kompaktni prekidač, veličina kućišta M3, Icu=Ics=50kA, In=250A, 3-polni",62409.917525773191]
[101969,"Ex9MD3N TM DC315 3P","DC Kompaktni prekidač, veličina kućišta M3, Icu=Ics=50kA, In=315A, 3-polni",70046.412371134036]
[101970,"Ex9MD3N TM DC350 3P","DC Kompaktni prekidač, veličina kućišta M3, Icu=Ics=50kA, In=350A, 3-polni",74522.164948453617]
[101971,"Ex9MD3N TM DC400 3P","DC Kompaktni prekidač, veličina kućišta M3, Icu=Ics=50kA, In=400A, 3-polni",81630.886597938152]
[101980,"Ex9MD3H TM DC250 3P","DC Kompaktni prekidač, veličina kućišta M3, Icu=Ics=100kA, In=250A, 3-polni",82158.65979381444]
[101981,"Ex9MD3H TM DC315 3P","DC Kompaktni prekidač, veličina kućišta M3, Icu=Ics=100kA, In=315A, 3-polni",89004.969072164968]
[101982,"Ex9MD3H TM DC350 3P","DC Kompaktni prekidač, veličina kućišta M3, Icu=Ics=100kA, In=350A, 3-polni",92954.422680412361]
[101983,"Ex9MD3H TM DC400 3P","DC Kompaktni prekidač, veličina kućišta M3, Icu=Ics=100kA, In=400A, 3-polni",97694.061855670108]
[101984,"Ex9MD3B TM DC250 4P4T","DC Kompaktni prekidač, veličina kućišta M3, Icu=Ics=25kA, In=250A, 4-polni  ",63724.927835051552]
[101985,"Ex9MD3B TM DC315 4P4T","DC Kompaktni prekidač, veličina kućišta M3, Icu=Ics=25kA, In=315A, 4-polni  ",73468.092783505155]
[101986,"Ex9MD3B TM DC350 4P4T","DC Kompaktni prekidač, veličina kućišta M3, Icu=Ics=25kA, In=350A, 4-polni  ",76366.422680412375]
[101987,"Ex9MD3B TM DC400 4P4T","DC Kompaktni prekidač, veličina kućišta M3, Icu=Ics=25kA, In=400A, 4-polni  ",79261.80412371135]
[101988,"Ex9MD3S TM DC250 4P4T","DC Kompaktni prekidač, veličina kućišta M3, Icu=Ics=36kA, In=250A, 4-polni  ",74786.051546391784]
[101989,"Ex9MD3S TM DC315 4P4T","DC Kompaktni prekidač, veličina kućišta M3, Icu=Ics=36kA, In=315A, 4-polni  ",87162.18556701034]
[101990,"Ex9MD3S TM DC350 4P4T","DC Kompaktni prekidač, veličina kućišta M3, Icu=Ics=36kA, In=350A, 4-polni  ",90321.453608247437]
[101991,"Ex9MD3S TM DC400 4P4T","DC Kompaktni prekidač, veličina kućišta M3, Icu=Ics=36kA, In=400A, 4-polni  ",94534.793814432996]
[101992,"Ex9MD3N TM DC250 4P4T","DC Kompaktni prekidač, veličina kućišta M3, Icu=Ics=50kA, In=250A, 4-polni  ",89795.154639175278]
[101993,"Ex9MD3N TM DC315 4P4T","DC Kompaktni prekidač, veličina kućišta M3, Icu=Ics=50kA, In=315A, 4-polni  ",104805.73195876292]
[101994,"Ex9MD3N TM DC350 4P4T","DC Kompaktni prekidač, veličina kućišta M3, Icu=Ics=50kA, In=350A, 4-polni  ",107699.63917525772]
[101995,"Ex9MD3N TM DC400 4P4T","DC Kompaktni prekidač, veličina kućišta M3, Icu=Ics=50kA, In=400A, 4-polni  ",111124.26804123714]
[102004,"Ex9MD3H TM DC250 4P4T","DC Kompaktni prekidač, veličina kućišta M3, Icu=Ics=100kA, In=250A, 4-polni  ",118235.93814432991]
[102005,"Ex9MD3H TM DC315 4P4T","DC Kompaktni prekidač, veličina kućišta M3, Icu=Ics=100kA, In=315A, 4-polni  ",126397.25773195876]
[102006,"Ex9MD3H TM DC350 4P4T","DC Kompaktni prekidač, veličina kućišta M3, Icu=Ics=100kA, In=350A, 4-polni  ",129556.5257731959]
[102007,"Ex9MD3H TM DC400 4P4T","DC Kompaktni prekidač, veličina kućišta M3, Icu=Ics=100kA, In=400A, 4-polni  ",133507.45360824745]
[103932,"Ex9MD4B TM DC400 3P","DC Kompaktni prekidač, veličina kućišta M4, Icu=Ics=25kA, In=400A, 3-polni",82947.371134020621]
[103933,"Ex9MD4B TM DC500 3P","DC Kompaktni prekidač, veličina kućišta M4, Icu=Ics=25kA, In=500A, 3-polni",89142.072164948477]
[103934,"Ex9MD4B TM DC630 3P","DC Kompaktni prekidač, veličina kućišta M4, Icu=Ics=25kA, In=630A, 3-polni",97220.835051546397]
[103935,"Ex9MD4S TM DC400 3P","DC Kompaktni prekidač, veličina kućišta M4, Icu=Ics=36kA, In=400A, 3-polni",92105.268041237126]
[103936,"Ex9MD4S TM DC500 3P","DC Kompaktni prekidač, veličina kućišta M4, Icu=Ics=36kA, In=500A, 3-polni",99914.247422680419]
[103937,"Ex9MD4S TM DC630 3P","DC Kompaktni prekidač, veličina kućišta M4, Icu=Ics=36kA, In=630A, 3-polni",106767.92783505157]
[103938,"Ex9MD4N TM DC400 3P","DC Kompaktni prekidač, veličina kućišta M4, Icu=Ics=50kA, In=400A, 3-polni",101799.78350515466]
[103939,"Ex9MD4N TM DC500 3P","DC Kompaktni prekidač, veličina kućišta M4, Icu=Ics=50kA, In=500A, 3-polni",108262.79381443301]
[103940,"Ex9MD4N TM DC630 3P","DC Kompaktni prekidač, veličina kućišta M4, Icu=Ics=50kA, In=630A, 3-polni",113858.9587628866]
[103947,"Ex9MD4H TM DC400 3P","DC Kompaktni prekidač, veličina kućišta M4, Icu=Ics=100kA, In=400A, 3-polni",107453.44329896907]
[103948,"Ex9MD4H TM DC500 3P","DC Kompaktni prekidač, veličina kućišta M4, Icu=Ics=100kA, In=500A, 3-polni",113378.3608247423]
[103949,"Ex9MD4H TM DC630 3P","DC Kompaktni prekidač, veličina kućišta M4, Icu=Ics=100kA, In=630A, 3-polni",119990.26804123713]
[103950,"Ex9MD4B TM DC400 4P4T","DC Kompaktni prekidač, veličina kućišta M4, Icu=Ics=25kA, In=400A, 4-polni",111764.08247422682]
[103951,"Ex9MD4B TM DC500 4P4T","DC Kompaktni prekidač, veličina kućišta M4, Icu=Ics=25kA, In=500A, 4-polni",122266.47422680416]
[103952,"Ex9MD4B TM DC630 4P4T","DC Kompaktni prekidač, veličina kućišta M4, Icu=Ics=25kA, In=630A, 4-polni",130075.45360824744]
[103953,"Ex9MD4S TM DC400 4P4T","DC Kompaktni prekidač, veličina kućišta M4, Icu=Ics=36kA, In=400A, 4-polni",126036.07216494846]
[103954,"Ex9MD4S TM DC500 4P4T","DC Kompaktni prekidač, veličina kućišta M4, Icu=Ics=36kA, In=500A, 4-polni",131153.11340206186]
[103955,"Ex9MD4S TM DC630 4P4T","DC Kompaktni prekidač, veličina kućišta M4, Icu=Ics=36kA, In=630A, 4-polni",138807.29896907217]
[103956,"Ex9MD4N TM DC400 4P4T","DC Kompaktni prekidač, veličina kućišta M4, Icu=Ics=50kA, In=400A, 4-polni",134384.61855670103]
[103957,"Ex9MD4N TM DC500 4P4T","DC Kompaktni prekidač, veličina kućišta M4, Icu=Ics=50kA, In=500A, 4-polni",141390.14432989692]
[103958,"Ex9MD4N TM DC630 4P4T","DC Kompaktni prekidač, veličina kućišta M4, Icu=Ics=50kA, In=630A, 4-polni",148024.16494845363]
[103965,"Ex9MD4H TM DC400 4P4T","DC Kompaktni prekidač, veličina kućišta M4, Icu=Ics=100kA, In=400A, 4-polni",143812.29896907217]
[103966,"Ex9MD4H TM DC500 4P4T","DC Kompaktni prekidač, veličina kućišta M4, Icu=Ics=100kA, In=500A, 4-polni",148658.0824742268]
[103967,"Ex9MD4H TM DC630 4P4T","DC Kompaktni prekidač, veličina kućišta M4, Icu=Ics=100kA, In=630A, 4-polni",155980.56701030926]
[103968,"Ex9MD5B TM DC630 3P","DC Kompaktni prekidač, veličina kućišta M5, Icu=Ics=25kA, In=630A, 3-polni",155122.56701030929]
[103969,"Ex9MD5B TM DC700 3P","DC Kompaktni prekidač, veličina kućišta M5, Icu=Ics=25kA, In=700A, 3-polni",171818.18556701031]
[103970,"Ex9MD5B TM DC800 3P","DC Kompaktni prekidač, veličina kućišta M5, Icu=Ics=25kA, In=800A, 3-polni",185016.93814432994]
[103971,"Ex9MD5S TM DC630 3P","DC Kompaktni prekidač, veličina kućišta M5, Icu=Ics=36kA, In=630A, 3-polni",175859.04123711347]
[103972,"Ex9MD5S TM DC700 3P","DC Kompaktni prekidač, veličina kućišta M5, Icu=Ics=36kA, In=700A, 3-polni",185555.03092783509]
[103973,"Ex9MD5S TM DC800 3P","DC Kompaktni prekidač, veličina kućišta M5, Icu=Ics=36kA, In=800A, 3-polni",198385.22680412375]
[103974,"Ex9MD5N TM DC630 3P","DC Kompaktni prekidač, veličina kućišta M5, Icu=Ics=50kA, In=630A, 3-polni",187977.18556701031]
[103975,"Ex9MD5N TM DC700 3P","DC Kompaktni prekidač, veličina kućišta M5, Icu=Ics=50kA, In=700A, 3-polni",196598.46391752578]
[103976,"Ex9MD5N TM DC800 3P","DC Kompaktni prekidač, veličina kućišta M5, Icu=Ics=50kA, In=800A, 3-polni",205667.90721649484]
[103983,"Ex9MD5H TM DC630 3P","DC Kompaktni prekidač, veličina kućišta M5, Icu=Ics=100kA, In=630A, 3-polni",202790.21649484537]
[103984,"Ex9MD5H TM DC700 3P","DC Kompaktni prekidač, veličina kućišta M5, Icu=Ics=100kA, In=700A, 3-polni",215716.23711340208]
[103985,"Ex9MD5H TM DC800 3P","DC Kompaktni prekidač, veličina kućišta M5, Icu=Ics=100kA, In=800A, 3-polni",226718.39175257733]
[103986,"Ex9MD5B TM DC630 4P4T","DC Kompaktni prekidač, veličina kućišta M5, Icu=Ics=25kA, In=630A, 4-polni",232952.89690721652]
[103987,"Ex9MD5B TM DC700 4P4T","DC Kompaktni prekidač, veličina kućišta M5, Icu=Ics=25kA, In=700A, 4-polni",235108.21649484537]
[103988,"Ex9MD5B TM DC800 4P4T","DC Kompaktni prekidač, veličina kućišta M5, Icu=Ics=25kA, In=800A, 4-polni",243185.50515463922]
[103989,"Ex9MD5S TM DC630 4P4T","DC Kompaktni prekidač, veličina kućišta M5, Icu=Ics=36kA, In=630A, 4-polni",248034.23711340211]
[103990,"Ex9MD5S TM DC700 4P4T","DC Kompaktni prekidač, veličina kućišta M5, Icu=Ics=36kA, In=700A, 4-polni",254498.72164948459]
[103991,"Ex9MD5S TM DC800 4P4T","DC Kompaktni prekidač, veličina kućišta M5, Icu=Ics=36kA, In=800A, 4-polni",257887.969072165]
[103992,"Ex9MD5N TM DC630 4P4T","DC Kompaktni prekidač, veličina kućišta M5, Icu=Ics=50kA, In=630A, 4-polni",260691.94845360832]
[103993,"Ex9MD5N TM DC700 4P4T","DC Kompaktni prekidač, veličina kućišta M5, Icu=Ics=50kA, In=700A, 4-polni",262576.01030927838]
[103994,"Ex9MD5N TM DC800 4P4T","DC Kompaktni prekidač, veličina kućišta M5, Icu=Ics=50kA, In=800A, 4-polni",267361.35051546397]
[104001,"Ex9MD5H TM DC630 4P4T","DC Kompaktni prekidač, veličina kućišta M5, Icu=Ics=100kA, In=630A, 4-polni",258268.31958762891]
[104002,"Ex9MD5H TM DC700 4P4T","DC Kompaktni prekidač, veličina kućišta M5, Icu=Ics=100kA, In=700A, 4-polni",269040.49484536087]
[104003,"Ex9MD5H TM DC800 4P4T","DC Kompaktni prekidač, veličina kućišta M5, Icu=Ics=100kA, In=800A, 4-polni",294736.2680412372]
[]
["DC Moulded Case Circuit Breakers Ex9MD, new series"]
[112511,"Ex9MD1B TM 16 3P EU","DC kompaktni prekidač, termo-magn, veličina M1, Icu=Ics=25kA, Icn=16A, 3P",31337.639175257733]
[112512,"Ex9MD1B TM 20 3P EU","DC kompaktni prekidač, termo-magn, veličina M1, Icu=Ics=25kA, Icn=20A, 3P",31337.639175257733]
[112513,"Ex9MD1B TM 25 3P EU","DC kompaktni prekidač, termo-magn, veličina M1, Icu=Ics=25kA, Icn=25A, 3P",31598.577319587632]
[112514,"Ex9MD1B TM 32 3P EU","DC kompaktni prekidač, termo-magn, veličina M1, Icu=Ics=25kA, Icn=32A, 3P",31862.463917525776]
[112515,"Ex9MD1B TM 40 3P EU","DC kompaktni prekidač, termo-magn, veličina M1, Icu=Ics=25kA, Icn=40A, 3P",32652.649484536083]
[112516,"Ex9MD1B TM 50 3P EU","DC kompaktni prekidač, termo-magn, veličina M1, Icu=Ics=25kA, Icn=50A, 3P",33705.247422680412]
[112517,"Ex9MD1B TM 63 3P EU","DC kompaktni prekidač, termo-magn, veličina M1, Icu=Ics=25kA, Icn=63A, 3P",35550.9793814433]
[112518,"Ex9MD1B TM 80 3P EU","DC kompaktni prekidač, termo-magn, veličina M1, Icu=Ics=25kA, Icn=80A, 3P",37392.28865979382]
[112519,"Ex9MD1B TM 100 3P EU","DC kompaktni prekidač, termo-magn, veličina M1, Icu=Ics=25kA, Icn=100A, 3P",41869.515463917538]
[112520,"Ex9MD1B TM 125 3P EU","DC kompaktni prekidač, termo-magn, veličina M1, Icu=Ics=25kA, Icn=125A, 3P",47399.340206185567]
[112521,"Ex9MD1B TM 160 3P EU","DC kompaktni prekidač, termo-magn, veličina M1, Icu=Ics=25kA, Icn=160A, 3P",48821.32041237114]
[112522,"Ex9MD1B TM 16 4P4T EU","DC kompaktni prekidač, termo-magn, veličina M1, Icu=Ics=25kA, Icn=16A, 4P4T",39236.546391752578]
[112523,"Ex9MD1B TM 20 4P4T EU","DC kompaktni prekidač, termo-magn, veličina M1, Icu=Ics=25kA, Icn=20A, 4P4T",39764.319587628874]
[112524,"Ex9MD1B TM 25 4P4T EU","DC kompaktni prekidač, termo-magn, veličina M1, Icu=Ics=25kA, Icn=25A, 4P4T",41077.855670103098]
[112525,"Ex9MD1B TM 32 4P4T EU","DC kompaktni prekidač, termo-magn, veličina M1, Icu=Ics=25kA, Icn=32A, 4P4T",41869.515463917538]
[112526,"Ex9MD1B TM 40 4P4T EU","DC kompaktni prekidač, termo-magn, veličina M1, Icu=Ics=25kA, Icn=40A, 4P4T",42923.587628865986]
[112527,"Ex9MD1B TM 50 4P4T EU","DC kompaktni prekidač, termo-magn, veličina M1, Icu=Ics=25kA, Icn=50A, 4P4T",44240.072164948448]
[112528,"Ex9MD1B TM 63 4P4T EU","DC kompaktni prekidač, termo-magn, veličina M1, Icu=Ics=25kA, Icn=63A, 4P4T",46871.567010309285]
[112529,"Ex9MD1B TM 80 4P4T EU","DC kompaktni prekidač, termo-magn, veličina M1, Icu=Ics=25kA, Icn=80A, 4P4T",48714.350515463913]
[112530,"Ex9MD1B TM 100 4P4T EU","DC kompaktni prekidač, termo-magn, veličina M1, Icu=Ics=25kA, Icn=100A, 4P4T",50296.195876288664]
[112531,"Ex9MD1B TM 125 4P4T EU","DC kompaktni prekidač, termo-magn, veličina M1, Icu=Ics=25kA, Icn=125A, 4P4T",53191.577319587639]
[112532,"Ex9MD1B TM 160 4P4T EU","DC kompaktni prekidač, termo-magn, veličina M1, Icu=Ics=25kA, Icn=160A, 4P4T",54787.324639175262]
[112533,"Ex9MD1S TM 16 3P EU","DC kompaktni prekidač, termo-magn, veličina M1, Icu=Ics=36kA, Icn=16A, 3P",37129.876288659798]
[112534,"Ex9MD1S TM 20 3P EU","DC kompaktni prekidač, termo-magn, veličina M1, Icu=Ics=36kA, Icn=20A, 3P",37392.28865979382]
[112535,"Ex9MD1S TM 25 3P EU","DC kompaktni prekidač, termo-magn, veličina M1, Icu=Ics=36kA, Icn=25A, 3P",37656.175257731964]
[112536,"Ex9MD1S TM 32 3P EU","DC kompaktni prekidač, termo-magn, veličina M1, Icu=Ics=36kA, Icn=32A, 3P",38182.47422680413]
[112537,"Ex9MD1S TM 40 3P EU","DC kompaktni prekidač, termo-magn, veličina M1, Icu=Ics=36kA, Icn=40A, 3P",38710.247422680419]
[112538,"Ex9MD1S TM 50 3P EU","DC kompaktni prekidač, termo-magn, veličina M1, Icu=Ics=36kA, Icn=50A, 3P",40025.257731958765]
[112539,"Ex9MD1S TM 63 3P EU","DC kompaktni prekidač, termo-magn, veličina M1, Icu=Ics=36kA, Icn=63A, 3P",41607.103092783516]
[112540,"Ex9MD1S TM 80 3P EU","DC kompaktni prekidač, termo-magn, veličina M1, Icu=Ics=36kA, Icn=80A, 3P",44502.484536082484]
[112541,"Ex9MD1S TM 100 3P EU","DC kompaktni prekidač, termo-magn, veličina M1, Icu=Ics=36kA, Icn=100A, 3P",48188.051546391769]
[112542,"Ex9MD1S TM 125 3P EU","DC kompaktni prekidač, termo-magn, veličina M1, Icu=Ics=36kA, Icn=125A, 3P",53981.762886597942]
[112543,"Ex9MD1S TM 160 3P EU","DC kompaktni prekidač, termo-magn, veličina M1, Icu=Ics=36kA, Icn=160A, 3P",55601.215773195887]
[112544,"Ex9MD1S TM 16 4P4T EU","DC kompaktni prekidač, termo-magn, veličina M1, Icu=Ics=36kA, Icn=16A, 4P4T",49506.010309278354]
[112545,"Ex9MD1S TM 20 4P4T EU","DC kompaktni prekidač, termo-magn, veličina M1, Icu=Ics=36kA, Icn=20A, 4P4T",50030.835051546397]
[112546,"Ex9MD1S TM 25 4P4T EU","DC kompaktni prekidač, termo-magn, veličina M1, Icu=Ics=36kA, Icn=25A, 4P4T",50822.49484536083]
[112547,"Ex9MD1S TM 32 4P4T EU","DC kompaktni prekidač, termo-magn, veličina M1, Icu=Ics=36kA, Icn=32A, 4P4T",51611.206185567011]
[112548,"Ex9MD1S TM 40 4P4T EU","DC kompaktni prekidač, termo-magn, veličina M1, Icu=Ics=36kA, Icn=40A, 4P4T",52927.69072164948]
[112549,"Ex9MD1S TM 50 4P4T EU","DC kompaktni prekidač, termo-magn, veličina M1, Icu=Ics=36kA, Icn=50A, 4P4T",54244.175257731957]
[112550,"Ex9MD1S TM 63 4P4T EU","DC kompaktni prekidač, termo-magn, veličina M1, Icu=Ics=36kA, Icn=63A, 4P4T",56353.793814432996]
[112551,"Ex9MD1S TM 80 4P4T EU","DC kompaktni prekidač, termo-magn, veličina M1, Icu=Ics=36kA, Icn=80A, 4P4T",59513.061855670108]
[112552,"Ex9MD1S TM 100 4P4T EU","DC kompaktni prekidač, termo-magn, veličina M1, Icu=Ics=36kA, Icn=100A, 4P4T",61882.144329896917]
[112553,"Ex9MD1S TM 125 4P4T EU","DC kompaktni prekidač, termo-magn, veličina M1, Icu=Ics=36kA, Icn=125A, 4P4T",63724.927835051552]
[112554,"Ex9MD1S TM 160 4P4T EU","DC kompaktni prekidač, termo-magn, veličina M1, Icu=Ics=36kA, Icn=160A, 4P4T",65636.675670103112]
[112555,"Ex9MD1N TM 16 3P EU","DC kompaktni prekidač, termo-magn, veličina M1, Icu=Ics=50kA, Icn=16A, 3P",46082.855670103098]
[112556,"Ex9MD1N TM 20 3P EU","DC kompaktni prekidač, termo-magn, veličina M1, Icu=Ics=50kA, Icn=20A, 3P",46345.268041237119]
[112557,"Ex9MD1N TM 25 3P EU","DC kompaktni prekidač, termo-magn, veličina M1, Icu=Ics=50kA, Icn=25A, 3P",46871.567010309285]
[112558,"Ex9MD1N TM 32 3P EU","DC kompaktni prekidač, termo-magn, veličina M1, Icu=Ics=50kA, Icn=32A, 3P",47663.226804123711]
[112559,"Ex9MD1N TM 40 3P EU","DC kompaktni prekidač, termo-magn, veličina M1, Icu=Ics=50kA, Icn=40A, 3P",48714.350515463913]
[112560,"Ex9MD1N TM 50 3P EU","DC kompaktni prekidač, termo-magn, veličina M1, Icu=Ics=50kA, Icn=50A, 3P",50030.835051546397]
[112561,"Ex9MD1N TM 63 3P EU","DC kompaktni prekidač, termo-magn, veličina M1, Icu=Ics=50kA, Icn=63A, 3P",51611.206185567011]
[112562,"Ex9MD1N TM 80 3P EU","DC kompaktni prekidač, termo-magn, veličina M1, Icu=Ics=50kA, Icn=80A, 3P",53455.463917525776]
[112563,"Ex9MD1N TM 100 3P EU","DC kompaktni prekidač, termo-magn, veličina M1, Icu=Ics=50kA, Icn=100A, 3P",55826.020618556715]
[112564,"Ex9MD1N TM 125 3P EU","DC kompaktni prekidač, termo-magn, veličina M1, Icu=Ics=50kA, Icn=125A, 3P",62936.216494845372]
[112565,"Ex9MD1N TM 160 3P EU","DC kompaktni prekidač, termo-magn, veličina M1, Icu=Ics=50kA, Icn=160A, 3P",64824.302989690739]
[112566,"Ex9MD1N TM 16 4P4T EU","DC kompaktni prekidač, termo-magn, veličina M1, Icu=Ics=50kA, Icn=16A, 4P4T",63724.927835051552]
[112567,"Ex9MD1N TM 20 4P4T EU","DC kompaktni prekidač, termo-magn, veličina M1, Icu=Ics=50kA, Icn=20A, 4P4T",64252.701030927827]
[112568,"Ex9MD1N TM 25 4P4T EU","DC kompaktni prekidač, termo-magn, veličina M1, Icu=Ics=50kA, Icn=25A, 4P4T",64779.000000000007]
[112569,"Ex9MD1N TM 32 4P4T EU","DC kompaktni prekidač, termo-magn, veličina M1, Icu=Ics=50kA, Icn=32A, 4P4T",65831.597938144332]
[112570,"Ex9MD1N TM 40 4P4T EU","DC kompaktni prekidač, termo-magn, veličina M1, Icu=Ics=50kA, Icn=40A, 4P4T",67149.556701030946]
[112571,"Ex9MD1N TM 50 4P4T EU","DC kompaktni prekidač, termo-magn, veličina M1, Icu=Ics=50kA, Icn=50A, 4P4T",68993.81443298969]
[112572,"Ex9MD1N TM 63 4P4T EU","DC kompaktni prekidač, termo-magn, veličina M1, Icu=Ics=50kA, Icn=63A, 4P4T",71887.721649484534]
[112573,"Ex9MD1N TM 80 4P4T EU","DC kompaktni prekidač, termo-magn, veličina M1, Icu=Ics=50kA, Icn=80A, 4P4T",75573.288659793805]
[112574,"Ex9MD1N TM 100 4P4T EU","DC kompaktni prekidač, termo-magn, veličina M1, Icu=Ics=50kA, Icn=100A, 4P4T",79525.690721649502]
[112575,"Ex9MD1N TM 125 4P4T EU","DC kompaktni prekidač, termo-magn, veličina M1, Icu=Ics=50kA, Icn=125A, 4P4T",89531.268041237097]
[112576,"Ex9MD1N TM 160 4P4T EU","DC kompaktni prekidač, termo-magn, veličina M1, Icu=Ics=50kA, Icn=160A, 4P4T",92217.206082474222]
[112577,"Ex9MD1Q TM 16 3P EU","DC kompaktni prekidač, termo-magn, veličina M1, Icu=Ics=70kA, Icn=16A, 3P",47465.341340206185]
[112578,"Ex9MD1Q TM 20 3P EU","DC kompaktni prekidač, termo-magn, veličina M1, Icu=Ics=70kA, Icn=20A, 3P",47735.626082474228]
[112579,"Ex9MD1Q TM 25 3P EU","DC kompaktni prekidač, termo-magn, veličina M1, Icu=Ics=70kA, Icn=25A, 3P",48277.714020618565]
[112580,"Ex9MD1Q TM 32 3P EU","DC kompaktni prekidač, termo-magn, veličina M1, Icu=Ics=70kA, Icn=32A, 3P",49093.123608247428]
[112581,"Ex9MD1Q TM 40 3P EU","DC kompaktni prekidač, termo-magn, veličina M1, Icu=Ics=70kA, Icn=40A, 3P",50175.781030927843]
[112582,"Ex9MD1Q TM 50 3P EU","DC kompaktni prekidač, termo-magn, veličina M1, Icu=Ics=70kA, Icn=50A, 3P",51531.760103092791]
[112583,"Ex9MD1Q TM 63 3P EU","DC kompaktni prekidač, termo-magn, veličina M1, Icu=Ics=70kA, Icn=63A, 3P",53159.542371134026]
[112584,"Ex9MD1Q TM 80 3P EU","DC kompaktni prekidač, termo-magn, veličina M1, Icu=Ics=70kA, Icn=80A, 3P",55059.127835051564]
[112585,"Ex9MD1Q TM 100 3P EU","DC kompaktni prekidač, termo-magn, veličina M1, Icu=Ics=70kA, Icn=100A, 3P",57500.80123711341]
[112586,"Ex9MD1Q TM 125 3P EU","DC kompaktni prekidač, termo-magn, veličina M1, Icu=Ics=70kA, Icn=125A, 3P",64824.302989690739]
[112587,"Ex9MD1Q TM 160 3P EU","DC kompaktni prekidač, termo-magn, veličina M1, Icu=Ics=70kA, Icn=160A, 3P",66769.032079381461]
[112588,"Ex9MD1Q TM 16 4P4T EU","DC kompaktni prekidač, termo-magn, veličina M1, Icu=Ics=70kA, Icn=16A, 4P4T",65636.675670103112]
[112589,"Ex9MD1Q TM 20 4P4T EU","DC kompaktni prekidač, termo-magn, veličina M1, Icu=Ics=70kA, Icn=20A, 4P4T",66180.282061855673]
[112590,"Ex9MD1Q TM 25 4P4T EU","DC kompaktni prekidač, termo-magn, veličina M1, Icu=Ics=70kA, Icn=25A, 4P4T",66722.37000000001]
[112591,"Ex9MD1Q TM 32 4P4T EU","DC kompaktni prekidač, termo-magn, veličina M1, Icu=Ics=70kA, Icn=32A, 4P4T",67806.54587628867]
[112592,"Ex9MD1Q TM 40 4P4T EU","DC kompaktni prekidač, termo-magn, veličina M1, Icu=Ics=70kA, Icn=40A, 4P4T",69164.043402061856]
[112593,"Ex9MD1Q TM 50 4P4T EU","DC kompaktni prekidač, termo-magn, veličina M1, Icu=Ics=70kA, Icn=50A, 4P4T",71063.628865979379]
[112594,"Ex9MD1Q TM 63 4P4T EU","DC kompaktni prekidač, termo-magn, veličina M1, Icu=Ics=70kA, Icn=63A, 4P4T",74044.353298969087]
[112595,"Ex9MD1Q TM 80 4P4T EU","DC kompaktni prekidač, termo-magn, veličina M1, Icu=Ics=70kA, Icn=80A, 4P4T",77840.487319587657]
[112596,"Ex9MD1Q TM 100 4P4T EU","DC kompaktni prekidač, termo-magn, veličina M1, Icu=Ics=70kA, Icn=100A, 4P4T",81911.461443299006]
[112597,"Ex9MD1Q TM 125 4P4T EU","DC kompaktni prekidač, termo-magn, veličina M1, Icu=Ics=70kA, Icn=125A, 4P4T",92217.206082474222]
[112598,"Ex9MD1Q TM 160 4P4T EU","DC kompaktni prekidač, termo-magn, veličina M1, Icu=Ics=70kA, Icn=160A, 4P4T",94983.722264948461]
[112599,"Ex9MD1H TM 16 3P EU","DC kompaktni prekidač, termo-magn, veličina M1, Icu=Ics=100kA, Icn=16A, 3P",65831.597938144332]
[112600,"Ex9MD1H TM 20 3P EU","DC kompaktni prekidač, termo-magn, veličina M1, Icu=Ics=100kA, Icn=20A, 3P",66357.89690721652]
[112601,"Ex9MD1H TM 25 3P EU","DC kompaktni prekidač, termo-magn, veličina M1, Icu=Ics=100kA, Icn=25A, 3P",67149.556701030946]
[112602,"Ex9MD1H TM 32 3P EU","DC kompaktni prekidač, termo-magn, veličina M1, Icu=Ics=100kA, Icn=32A, 3P",68200.680412371163]
[112603,"Ex9MD1H TM 40 3P EU","DC kompaktni prekidač, termo-magn, veličina M1, Icu=Ics=100kA, Icn=40A, 3P",69520.113402061863]
[112604,"Ex9MD1H TM 50 3P EU","DC kompaktni prekidač, termo-magn, veličina M1, Icu=Ics=100kA, Icn=50A, 3P",70835.123711340217]
[112605,"Ex9MD1H TM 63 3P EU","DC kompaktni prekidač, termo-magn, veličina M1, Icu=Ics=100kA, Icn=63A, 3P",72679.381443298975]
[112606,"Ex9MD1H TM 80 3P EU","DC kompaktni prekidač, termo-magn, veličina M1, Icu=Ics=100kA, Icn=80A, 3P",75312.350515463928]
[112607,"Ex9MD1H TM 100 3P EU","DC kompaktni prekidač, termo-magn, veličina M1, Icu=Ics=100kA, Icn=100A, 3P",79261.80412371135]
[112608,"Ex9MD1H TM 125 3P EU","DC kompaktni prekidač, termo-magn, veličina M1, Icu=Ics=100kA, Icn=125A, 3P",88214.783505154643]
[112609,"Ex9MD1H TM 160 3P EU","DC kompaktni prekidač, termo-magn, veličina M1, Icu=Ics=100kA, Icn=160A, 3P",90861.227010309303]
[112610,"Ex9MD1H TM 16 4P4T EU","DC kompaktni prekidač, termo-magn, veličina M1, Icu=Ics=100kA, Icn=16A, 4P4T",91375.525773195885]
[112611,"Ex9MD1H TM 20 4P4T EU","DC kompaktni prekidač, termo-magn, veličina M1, Icu=Ics=100kA, Icn=20A, 4P4T",91900.350515463928]
[112612,"Ex9MD1H TM 25 4P4T EU","DC kompaktni prekidač, termo-magn, veličina M1, Icu=Ics=100kA, Icn=25A, 4P4T",92692.010309278354]
[112613,"Ex9MD1H TM 32 4P4T EU","DC kompaktni prekidač, termo-magn, veličina M1, Icu=Ics=100kA, Icn=32A, 4P4T",93743.134020618571]
[112614,"Ex9MD1H TM 40 4P4T EU","DC kompaktni prekidač, termo-magn, veličina M1, Icu=Ics=100kA, Icn=40A, 4P4T",95061.092783505155]
[112615,"Ex9MD1H TM 50 4P4T EU","DC kompaktni prekidač, termo-magn, veličina M1, Icu=Ics=100kA, Icn=50A, 4P4T",96906.824742268043]
[112616,"Ex9MD1H TM 63 4P4T EU","DC kompaktni prekidač, termo-magn, veličina M1, Icu=Ics=100kA, Icn=63A, 4P4T",99274.432989690729]
[112617,"Ex9MD1H TM 80 4P4T EU","DC kompaktni prekidač, termo-magn, veličina M1, Icu=Ics=100kA, Icn=80A, 4P4T",102171.28865979382]
[112618,"Ex9MD1H TM 100 4P4T EU","DC kompaktni prekidač, termo-magn, veličina M1, Icu=Ics=100kA, Icn=100A, 4P4T",107965.00000000001]
[112619,"Ex9MD1H TM 125 4P4T EU","DC kompaktni prekidač, termo-magn, veličina M1, Icu=Ics=100kA, Icn=125A, 4P4T",117181.86597938149]
[112620,"Ex9MD1H TM 160 4P4T EU","DC kompaktni prekidač, termo-magn, veličina M1, Icu=Ics=100kA, Icn=160A, 4P4T",120697.3219587629]
[112621,"Ex9MD2B TM 125 3P EU","DC kompaktni prekidač, termo-magn, veličina M2, Icu=Ics=25kA, Icn=125A, 3P",34496.907216494845]
[112622,"Ex9MD2B TM 160 3P EU","DC kompaktni prekidač, termo-magn, veličina M2, Icu=Ics=25kA, Icn=160A, 3P",41077.855670103098]
[112623,"Ex9MD2B TM 180 3P EU","DC kompaktni prekidač, termo-magn, veličina M2, Icu=Ics=25kA, Icn=180A, 3P",39497.484536082484]
[112624,"Ex9MD2B TM 200 3P EU","DC kompaktni prekidač, termo-magn, veličina M2, Icu=Ics=25kA, Icn=200A, 3P",43449.886597938159]
[112625,"Ex9MD2B TM 225 3P EU","DC kompaktni prekidač, termo-magn, veličina M2, Icu=Ics=25kA, Icn=225A, 3P",45028.783505154643]
[112626,"Ex9MD2B TM 250 3P EU","DC kompaktni prekidač, termo-magn, veličina M2, Icu=Ics=25kA, Icn=250A, 3P",47135.45360824743]
[112627,"Ex9MD2B TM 125 4P4T EU","DC kompaktni prekidač, termo-magn, veličina M2, Icu=Ics=25kA, Icn=125A, 4P4T",46871.567010309285]
[112628,"Ex9MD2B TM 160 4P4T EU","DC kompaktni prekidač, termo-magn, veličina M2, Icu=Ics=25kA, Icn=160A, 4P4T",55037.30927835052]
[112629,"Ex9MD2B TM 180 4P4T EU","DC kompaktni prekidač, termo-magn, veličina M2, Icu=Ics=25kA, Icn=180A, 4P4T",56353.793814432996]
[112630,"Ex9MD2B TM 200 4P4T EU","DC kompaktni prekidač, termo-magn, veličina M2, Icu=Ics=25kA, Icn=200A, 4P4T",57932.690721649502]
[112631,"Ex9MD2B TM 225 4P4T EU","DC kompaktni prekidač, termo-magn, veličina M2, Icu=Ics=25kA, Icn=225A, 4P4T",60039.360824742267]
[112632,"Ex9MD2B TM 250 4P4T EU","DC kompaktni prekidač, termo-magn, veličina M2, Icu=Ics=25kA, Icn=250A, 4P4T",62409.917525773191]
[112633,"Ex9MD2S TM 125 3P EU","DC kompaktni prekidač, termo-magn, veličina M2, Icu=Ics=36kA, Icn=125A, 3P",39497.484536082484]
[112634,"Ex9MD2S TM 160 3P EU","DC kompaktni prekidač, termo-magn, veličina M2, Icu=Ics=36kA, Icn=160A, 3P",45028.783505154643]
[112635,"Ex9MD2S TM 180 3P EU","DC kompaktni prekidač, termo-magn, veličina M2, Icu=Ics=36kA, Icn=180A, 3P",46609.154639175264]
[112636,"Ex9MD2S TM 200 3P EU","DC kompaktni prekidač, termo-magn, veličina M2, Icu=Ics=36kA, Icn=200A, 3P",48188.051546391769]
[112637,"Ex9MD2S TM 225 3P EU","DC kompaktni prekidač, termo-magn, veličina M2, Icu=Ics=36kA, Icn=225A, 3P",50030.835051546397]
[112638,"Ex9MD2S TM 250 3P EU","DC kompaktni prekidač, termo-magn, veličina M2, Icu=Ics=36kA, Icn=250A, 3P",52138.979381443307]
[112639,"Ex9MD2S TM 125 4P4T EU","DC kompaktni prekidač, termo-magn, veličina M2, Icu=Ics=36kA, Icn=125A, 4P4T",57668.80412371135]
[112640,"Ex9MD2S TM 160 4P4T EU","DC kompaktni prekidač, termo-magn, veličina M2, Icu=Ics=36kA, Icn=160A, 4P4T",62409.917525773191]
[112641,"Ex9MD2S TM 180 4P4T EU","DC kompaktni prekidač, termo-magn, veličina M2, Icu=Ics=36kA, Icn=180A, 4P4T",63724.927835051552]
[112642,"Ex9MD2S TM 200 4P4T EU","DC kompaktni prekidač, termo-magn, veličina M2, Icu=Ics=36kA, Icn=200A, 4P4T",65041.412371134022]
[112643,"Ex9MD2S TM 225 4P4T EU","DC kompaktni prekidač, termo-magn, veličina M2, Icu=Ics=36kA, Icn=225A, 4P4T",66621.783505154657]
[112644,"Ex9MD2S TM 250 4P4T EU","DC kompaktni prekidač, termo-magn, veličina M2, Icu=Ics=36kA, Icn=250A, 4P4T",68993.81443298969]
[112645,"Ex9MD2N TM 125 3P EU","DC kompaktni prekidač, termo-magn, veličina M2, Icu=Ics=50kA, Icn=125A, 3P",49242.123711340209]
[112646,"Ex9MD2N TM 160 3P EU","DC kompaktni prekidač, termo-magn, veličina M2, Icu=Ics=50kA, Icn=160A, 3P",55037.30927835052]
[112647,"Ex9MD2N TM 180 3P EU","DC kompaktni prekidač, termo-magn, veličina M2, Icu=Ics=50kA, Icn=180A, 3P",56616.206185567025]
[112648,"Ex9MD2N TM 200 3P EU","DC kompaktni prekidač, termo-magn, veličina M2, Icu=Ics=50kA, Icn=200A, 3P",58196.577319587632]
[112649,"Ex9MD2N TM 225 3P EU","DC kompaktni prekidač, termo-magn, veličina M2, Icu=Ics=50kA, Icn=225A, 3P",60301.773195876296]
[112650,"Ex9MD2N TM 250 3P EU","DC kompaktni prekidač, termo-magn, veličina M2, Icu=Ics=50kA, Icn=250A, 3P",62409.917525773191]
[112651,"Ex9MD2N TM 125 4P4T EU","DC kompaktni prekidač, termo-magn, veličina M2, Icu=Ics=50kA, Icn=125A, 4P4T",72941.793814432996]
[112652,"Ex9MD2N TM 160 4P4T EU","DC kompaktni prekidač, termo-magn, veličina M2, Icu=Ics=50kA, Icn=160A, 4P4T",76627.360824742267]
[112653,"Ex9MD2N TM 180 4P4T EU","DC kompaktni prekidač, termo-magn, veličina M2, Icu=Ics=50kA, Icn=180A, 4P4T",78207.731958762903]
[112654,"Ex9MD2N TM 200 4P4T EU","DC kompaktni prekidač, termo-magn, veličina M2, Icu=Ics=50kA, Icn=200A, 4P4T",81106.061855670094]
[112655,"Ex9MD2N TM 225 4P4T EU","DC kompaktni prekidač, termo-magn, veličina M2, Icu=Ics=50kA, Icn=225A, 4P4T",84001.443298969069]
[112656,"Ex9MD2N TM 250 4P4T EU","DC kompaktni prekidač, termo-magn, veličina M2, Icu=Ics=50kA, Icn=250A, 4P4T",88214.783505154643]
[112657,"Ex9MD2Q TM 125 3P EU","DC kompaktni prekidač, termo-magn, veličina M2, Icu=Ics=70kA, Icn=125A, 3P",50719.387422680411]
[112658,"Ex9MD2Q TM 160 3P EU","DC kompaktni prekidač, termo-magn, veličina M2, Icu=Ics=70kA, Icn=160A, 3P",56688.428556701037]
[112659,"Ex9MD2Q TM 180 3P EU","DC kompaktni prekidač, termo-magn, veličina M2, Icu=Ics=70kA, Icn=180A, 3P",58314.692371134042]
[112660,"Ex9MD2Q TM 200 3P EU","DC kompaktni prekidač, termo-magn, veličina M2, Icu=Ics=70kA, Icn=200A, 3P",59942.474639175278]
[112661,"Ex9MD2Q TM 225 3P EU","DC kompaktni prekidač, termo-magn, veličina M2, Icu=Ics=70kA, Icn=225A, 3P",62110.826391752591]
[112662,"Ex9MD2Q TM 250 3P EU","DC kompaktni prekidač, termo-magn, veličina M2, Icu=Ics=70kA, Icn=250A, 3P",64282.215051546395]
[112663,"Ex9MD2Q TM 125 4P4T EU","DC kompaktni prekidač, termo-magn, veličina M2, Icu=Ics=70kA, Icn=125A, 4P4T",75130.047628865985]
[112664,"Ex9MD2Q TM 160 4P4T EU","DC kompaktni prekidač, termo-magn, veličina M2, Icu=Ics=70kA, Icn=160A, 4P4T",78926.181649484526]
[112665,"Ex9MD2Q TM 180 4P4T EU","DC kompaktni prekidač, termo-magn, veličina M2, Icu=Ics=70kA, Icn=180A, 4P4T",80553.963917525776]
[112666,"Ex9MD2Q TM 200 4P4T EU","DC kompaktni prekidač, termo-magn, veličina M2, Icu=Ics=70kA, Icn=200A, 4P4T",83539.243711340227]
[112667,"Ex9MD2Q TM 225 4P4T EU","DC kompaktni prekidač, termo-magn, veličina M2, Icu=Ics=70kA, Icn=225A, 4P4T",86521.486597938172]
[112668,"Ex9MD2Q TM 250 4P4T EU","DC kompaktni prekidač, termo-magn, veličina M2, Icu=Ics=70kA, Icn=250A, 4P4T",90861.227010309303]
[112669,"Ex9MD2H TM 125 3P EU","DC kompaktni prekidač, termo-magn, veličina M2, Icu=Ics=100kA, Icn=125A, 3P",69782.525773195885]
[112670,"Ex9MD2H TM 160 3P EU","DC kompaktni prekidač, termo-magn, veličina M2, Icu=Ics=100kA, Icn=160A, 3P",73468.092783505155]
[112671,"Ex9MD2H TM 180 3P EU","DC kompaktni prekidač, termo-magn, veličina M2, Icu=Ics=100kA, Icn=180A, 3P",75840.123711340231]
[112672,"Ex9MD2H TM 200 3P EU","DC kompaktni prekidač, termo-magn, veličina M2, Icu=Ics=100kA, Icn=200A, 3P",77681.432989690729]
[112673,"Ex9MD2H TM 225 3P EU","DC kompaktni prekidač, termo-magn, veličina M2, Icu=Ics=100kA, Icn=225A, 3P",79786.628865979394]
[112674,"Ex9MD2H TM 250 3P EU","DC kompaktni prekidač, termo-magn, veličina M2, Icu=Ics=100kA, Icn=250A, 3P",81894.773195876303]
[112675,"Ex9MD2H TM 125 4P4T EU","DC kompaktni prekidač, termo-magn, veličina M2, Icu=Ics=100kA, Icn=125A, 4P4T",102171.28865979382]
[112676,"Ex9MD2H TM 160 4P4T EU","DC kompaktni prekidač, termo-magn, veličina M2, Icu=Ics=100kA, Icn=160A, 4P4T",103751.65979381444]
[112677,"Ex9MD2H TM 180 4P4T EU","DC kompaktni prekidač, termo-magn, veličina M2, Icu=Ics=100kA, Icn=180A, 4P4T",105066.67010309279]
[112678,"Ex9MD2H TM 200 4P4T EU","DC kompaktni prekidač, termo-magn, veličina M2, Icu=Ics=100kA, Icn=200A, 4P4T",108225.93814432989]
[112679,"Ex9MD2H TM 225 4P4T EU","DC kompaktni prekidač, termo-magn, veličina M2, Icu=Ics=100kA, Icn=225A, 4P4T",111388.15463917526]
[112680,"Ex9MD2H TM 250 4P4T EU","DC kompaktni prekidač, termo-magn, veličina M2, Icu=Ics=100kA, Icn=250A, 4P4T",116391.68041237113]
[112681,"Ex9MD3B TM 250 3P EU","DC kompaktni prekidač, termo-magn, veličina M3, Icu=Ics=25kA, Icn=250A, 3P",45555.082474226809]
[112682,"Ex9MD3B TM 315 3P EU","DC kompaktni prekidač, termo-magn, veličina M3, Icu=Ics=25kA, Icn=315A, 3P",47399.340206185567]
[112683,"Ex9MD3B TM 350 3P EU","DC kompaktni prekidač, termo-magn, veličina M3, Icu=Ics=25kA, Icn=350A, 3P",49768.422680412368]
[112684,"Ex9MD3B TM 400 3P EU","DC kompaktni prekidač, termo-magn, veličina M3, Icu=Ics=25kA, Icn=400A, 3P",52401.391752577321]
[112685,"Ex9MD3B TM 250 4P4T EU","DC kompaktni prekidač, termo-magn, veličina M3, Icu=Ics=25kA, Icn=250A, 4P4T",63724.927835051552]
[112686,"Ex9MD3B TM 315 4P4T EU","DC kompaktni prekidač, termo-magn, veličina M3, Icu=Ics=25kA, Icn=315A, 4P4T",73468.092783505155]
[112687,"Ex9MD3B TM 350 4P4T EU","DC kompaktni prekidač, termo-magn, veličina M3, Icu=Ics=25kA, Icn=350A, 4P4T",76366.422680412375]
[112688,"Ex9MD3B TM 400 4P4T EU","DC kompaktni prekidač, termo-magn, veličina M3, Icu=Ics=25kA, Icn=400A, 4P4T",79261.80412371135]
[112689,"Ex9MD3S TM 250 3P EU","DC kompaktni prekidač, termo-magn, veličina M3, Icu=Ics=36kA, Icn=250A, 3P",51611.206185567011]
[112690,"Ex9MD3S TM 315 3P EU","DC kompaktni prekidač, termo-magn, veličina M3, Icu=Ics=36kA, Icn=315A, 3P",55037.30927835052]
[112691,"Ex9MD3S TM 350 3P EU","DC kompaktni prekidač, termo-magn, veličina M3, Icu=Ics=36kA, Icn=350A, 3P",58722.876288659791]
[112692,"Ex9MD3S TM 400 3P EU","DC kompaktni prekidač, termo-magn, veličina M3, Icu=Ics=36kA, Icn=400A, 3P",63462.515463917531]
[112693,"Ex9MD3S TM 250 4P4T EU","DC kompaktni prekidač, termo-magn, veličina M3, Icu=Ics=36kA, Icn=250A, 4P4T",74786.051546391784]
[112694,"Ex9MD3S TM 315 4P4T EU","DC kompaktni prekidač, termo-magn, veličina M3, Icu=Ics=36kA, Icn=315A, 4P4T",87162.18556701034]
[112695,"Ex9MD3S TM 350 4P4T EU","DC kompaktni prekidač, termo-magn, veličina M3, Icu=Ics=36kA, Icn=350A, 4P4T",90321.453608247437]
[112696,"Ex9MD3S TM 400 4P4T EU","DC kompaktni prekidač, termo-magn, veličina M3, Icu=Ics=36kA, Icn=400A, 4P4T",94534.793814432996]
[112697,"Ex9MD3N TM 250 3P EU","DC kompaktni prekidač, termo-magn, veličina M3, Icu=Ics=50kA, Icn=250A, 3P",62409.917525773191]
[112698,"Ex9MD3N TM 315 3P EU","DC kompaktni prekidač, termo-magn, veličina M3, Icu=Ics=50kA, Icn=315A, 3P",70046.412371134036]
[112699,"Ex9MD3N TM 350 3P EU","DC kompaktni prekidač, termo-magn, veličina M3, Icu=Ics=50kA, Icn=350A, 3P",74522.164948453617]
[112700,"Ex9MD3N TM 400 3P EU","DC kompaktni prekidač, termo-magn, veličina M3, Icu=Ics=50kA, Icn=400A, 3P",81630.886597938152]
[112701,"Ex9MD3N TM 250 4P4T EU","DC kompaktni prekidač, termo-magn, veličina M3, Icu=Ics=50kA, Icn=250A, 4P4T",89795.154639175278]
[112702,"Ex9MD3N TM 315 4P4T EU","DC kompaktni prekidač, termo-magn, veličina M3, Icu=Ics=50kA, Icn=315A, 4P4T",104805.73195876292]
[112703,"Ex9MD3N TM 350 4P4T EU","DC kompaktni prekidač, termo-magn, veličina M3, Icu=Ics=50kA, Icn=350A, 4P4T",107699.63917525772]
[112704,"Ex9MD3N TM 400 4P4T EU","DC kompaktni prekidač, termo-magn, veličina M3, Icu=Ics=50kA, Icn=400A, 4P4T",111124.26804123714]
[112705,"Ex9MD3Q TM 250 3P EU","DC kompaktni prekidač, termo-magn, veličina M3, Icu=Ics=70kA, Icn=250A, 3P",64282.215051546395]
[112706,"Ex9MD3Q TM 315 3P EU","DC kompaktni prekidač, termo-magn, veličina M3, Icu=Ics=70kA, Icn=315A, 3P",72147.804742268068]
[112707,"Ex9MD3Q TM 350 3P EU","DC kompaktni prekidač, termo-magn, veličina M3, Icu=Ics=70kA, Icn=350A, 3P",76757.82989690722]
[112708,"Ex9MD3Q TM 400 3P EU","DC kompaktni prekidač, termo-magn, veličina M3, Icu=Ics=70kA, Icn=400A, 3P",84079.813195876312]
[112709,"Ex9MD3Q TM 250 4P4T EU","DC kompaktni prekidač, termo-magn, veličina M3, Icu=Ics=70kA, Icn=250A, 4P4T",92489.009278350524]
[112710,"Ex9MD3Q TM 315 4P4T EU","DC kompaktni prekidač, termo-magn, veličina M3, Icu=Ics=70kA, Icn=315A, 4P4T",107949.90391752578]
[112711,"Ex9MD3Q TM 350 4P4T EU","DC kompaktni prekidač, termo-magn, veličina M3, Icu=Ics=70kA, Icn=350A, 4P4T",110930.62835051547]
[112712,"Ex9MD3Q TM 400 4P4T EU","DC kompaktni prekidač, termo-magn, veličina M3, Icu=Ics=70kA, Icn=400A, 4P4T",114457.99608247423]
[112713,"Ex9MD3H TM 250 3P EU","DC kompaktni prekidač, termo-magn, veličina M3, Icu=Ics=100kA, Icn=250A, 3P",82158.65979381444]
[112714,"Ex9MD3H TM 315 3P EU","DC kompaktni prekidač, termo-magn, veličina M3, Icu=Ics=100kA, Icn=315A, 3P",89004.969072164968]
[112715,"Ex9MD3H TM 350 3P EU","DC kompaktni prekidač, termo-magn, veličina M3, Icu=Ics=100kA, Icn=350A, 3P",92954.422680412361]
[112716,"Ex9MD3H TM 400 3P EU","DC kompaktni prekidač, termo-magn, veličina M3, Icu=Ics=100kA, Icn=400A, 3P",97694.061855670108]
[112717,"Ex9MD3H TM 250 4P4T EU","DC kompaktni prekidač, termo-magn, veličina M3, Icu=Ics=100kA, Icn=250A, 4P4T",118235.93814432991]
[112718,"Ex9MD3H TM 315 4P4T EU","DC kompaktni prekidač, termo-magn, veličina M3, Icu=Ics=100kA, Icn=315A, 4P4T",126397.25773195876]
[112719,"Ex9MD3H TM 350 4P4T EU","DC kompaktni prekidač, termo-magn, veličina M3, Icu=Ics=100kA, Icn=350A, 4P4T",129556.5257731959]
[112720,"Ex9MD3H TM 400 4P4T EU","DC kompaktni prekidač, termo-magn, veličina M3, Icu=Ics=100kA, Icn=400A, 4P4T",133507.45360824745]
[112721,"Ex9MD4B TM 400 3P EU","DC kompaktni prekidač, termo-magn, veličina M4, Icu=Ics=25kA, Icn=400A, 3P",82947.371134020621]
[112722,"Ex9MD4B TM 500 3P EU","DC kompaktni prekidač, termo-magn, veličina M4, Icu=Ics=25kA, Icn=500A, 3P",89142.072164948477]
[112723,"Ex9MD4B TM 630 3P EU","DC kompaktni prekidač, termo-magn, veličina M4, Icu=Ics=25kA, Icn=630A, 3P",97220.835051546397]
[112724,"Ex9MD4B TM 400 4P4T EU","DC kompaktni prekidač, termo-magn, veličina M4, Icu=Ics=25kA, Icn=400A, 4P4T",111764.08247422682]
[112725,"Ex9MD4B TM 500 4P4T EU","DC kompaktni prekidač, termo-magn, veličina M4, Icu=Ics=25kA, Icn=500A, 4P4T",122266.47422680416]
[112726,"Ex9MD4B TM 630 4P4T EU","DC kompaktni prekidač, termo-magn, veličina M4, Icu=Ics=25kA, Icn=630A, 4P4T",130075.45360824744]
[112727,"Ex9MD4S TM 400 3P EU","DC kompaktni prekidač, termo-magn, veličina M4, Icu=Ics=36kA, Icn=400A, 3P",92105.268041237126]
[112728,"Ex9MD4S TM 500 3P EU","DC kompaktni prekidač, termo-magn, veličina M4, Icu=Ics=36kA, Icn=500A, 3P",99914.247422680419]
[112729,"Ex9MD4S TM 630 3P EU","DC kompaktni prekidač, termo-magn, veličina M4, Icu=Ics=36kA, Icn=630A, 3P",106767.92783505157]
[112730,"Ex9MD4S TM 400 4P4T EU","DC kompaktni prekidač, termo-magn, veličina M4, Icu=Ics=36kA, Icn=400A, 4P4T",126036.07216494846]
[112731,"Ex9MD4S TM 500 4P4T EU","DC kompaktni prekidač, termo-magn, veličina M4, Icu=Ics=36kA, Icn=500A, 4P4T",131153.11340206186]
[112732,"Ex9MD4S TM 630 4P4T EU","DC kompaktni prekidač, termo-magn, veličina M4, Icu=Ics=36kA, Icn=630A, 4P4T",138807.29896907217]
[112733,"Ex9MD4N TM 400 3P EU","DC kompaktni prekidač, termo-magn, veličina M4, Icu=Ics=50kA, Icn=400A, 3P",101799.78350515466]
[112734,"Ex9MD4N TM 500 3P EU","DC kompaktni prekidač, termo-magn, veličina M4, Icu=Ics=50kA, Icn=500A, 3P",108262.79381443301]
[112735,"Ex9MD4N TM 630 3P EU","DC kompaktni prekidač, termo-magn, veličina M4, Icu=Ics=50kA, Icn=630A, 3P",113858.9587628866]
[112736,"Ex9MD4N TM 400 4P4T EU","DC kompaktni prekidač, termo-magn, veličina M4, Icu=Ics=50kA, Icn=400A, 4P4T",134384.61855670103]
[112737,"Ex9MD4N TM 500 4P4T EU","DC kompaktni prekidač, termo-magn, veličina M4, Icu=Ics=50kA, Icn=500A, 4P4T",141390.14432989692]
[112738,"Ex9MD4N TM 630 4P4T EU","DC kompaktni prekidač, termo-magn, veličina M4, Icu=Ics=50kA, Icn=630A, 4P4T",148024.16494845363]
[112739,"Ex9MD4Q TM 400 3P EU","DC kompaktni prekidač, termo-magn, veličina M4, Icu=Ics=70kA, Icn=400A, 3P",104853.77701030928]
[112740,"Ex9MD4Q TM 500 3P EU","DC kompaktni prekidač, termo-magn, veličina M4, Icu=Ics=70kA, Icn=500A, 3P",111510.67762886599]
[112741,"Ex9MD4Q TM 630 3P EU","DC kompaktni prekidač, termo-magn, veličina M4, Icu=Ics=70kA, Icn=630A, 3P",117274.72752577318]
[112742,"Ex9MD4Q TM 400 4P4T EU","DC kompaktni prekidač, termo-magn, veličina M4, Icu=Ics=70kA, Icn=400A, 4P4T",138416.15711340206]
[112743,"Ex9MD4Q TM 500 4P4T EU","DC kompaktni prekidač, termo-magn, veličina M4, Icu=Ics=70kA, Icn=500A, 4P4T",145631.84865979385]
[112744,"Ex9MD4Q TM 630 4P4T EU","DC kompaktni prekidač, termo-magn, veličina M4, Icu=Ics=70kA, Icn=630A, 4P4T",152464.88989690723]
[112745,"Ex9MD4H TM 400 3P EU","DC kompaktni prekidač, termo-magn, veličina M4, Icu=Ics=100kA, Icn=400A, 3P",107453.44329896907]
[112746,"Ex9MD4H TM 500 3P EU","DC kompaktni prekidač, termo-magn, veličina M4, Icu=Ics=100kA, Icn=500A, 3P",113378.3608247423]
[112747,"Ex9MD4H TM 630 3P EU","DC kompaktni prekidač, termo-magn, veličina M4, Icu=Ics=100kA, Icn=630A, 3P",119990.26804123713]
[112748,"Ex9MD4H TM 400 4P4T EU","DC kompaktni prekidač, termo-magn, veličina M4, Icu=Ics=100kA, Icn=400A, 4P4T",143812.29896907217]
[112749,"Ex9MD4H TM 500 4P4T EU","DC kompaktni prekidač, termo-magn, veličina M4, Icu=Ics=100kA, Icn=500A, 4P4T",148658.0824742268]
[112750,"Ex9MD4H TM 630 4P4T EU","DC kompaktni prekidač, termo-magn, veličina M4, Icu=Ics=100kA, Icn=630A, 4P4T",155980.56701030926]
[112751,"Ex9MD5B TM 630 3P EU","DC kompaktni prekidač, termo-magn, veličina M5, Icu=Ics=25kA, Icn=630A, 3P",155122.56701030929]
[112752,"Ex9MD5B TM 700 3P EU","DC kompaktni prekidač, termo-magn, veličina M5, Icu=Ics=25kA, Icn=700A, 3P",171818.18556701031]
[112753,"Ex9MD5B TM 800 3P EU","DC kompaktni prekidač, termo-magn, veličina M5, Icu=Ics=25kA, Icn=800A, 3P",185016.93814432994]
[112754,"Ex9MD5B TM 630 4P4T EU","DC kompaktni prekidač, termo-magn, veličina M5, Icu=Ics=25kA, Icn=630A, 4P4T",232952.89690721652]
[112755,"Ex9MD5B TM 700 4P4T EU","DC kompaktni prekidač, termo-magn, veličina M5, Icu=Ics=25kA, Icn=700A, 4P4T",235108.21649484537]
[112756,"Ex9MD5B TM 800 4P4T EU","DC kompaktni prekidač, termo-magn, veličina M5, Icu=Ics=25kA, Icn=800A, 4P4T",243185.50515463922]
[112757,"Ex9MD5S TM 630 3P EU","DC kompaktni prekidač, termo-magn, veličina M5, Icu=Ics=36kA, Icn=630A, 3P",175859.04123711347]
[112758,"Ex9MD5S TM 700 3P EU","DC kompaktni prekidač, termo-magn, veličina M5, Icu=Ics=36kA, Icn=700A, 3P",185555.03092783509]
[112759,"Ex9MD5S TM 800 3P EU","DC kompaktni prekidač, termo-magn, veličina M5, Icu=Ics=36kA, Icn=800A, 3P",198385.22680412375]
[112760,"Ex9MD5S TM 630 4P4T EU","DC kompaktni prekidač, termo-magn, veličina M5, Icu=Ics=36kA, Icn=630A, 4P4T",248034.23711340211]
[112761,"Ex9MD5S TM 700 4P4T EU","DC kompaktni prekidač, termo-magn, veličina M5, Icu=Ics=36kA, Icn=700A, 4P4T",254498.72164948459]
[112762,"Ex9MD5S TM 800 4P4T EU","DC kompaktni prekidač, termo-magn, veličina M5, Icu=Ics=36kA, Icn=800A, 4P4T",257887.969072165]
[112763,"Ex9MD5N TM 630 3P EU","DC kompaktni prekidač, termo-magn, veličina M5, Icu=Ics=50kA, Icn=630A, 3P",187977.18556701031]
[112764,"Ex9MD5N TM 700 3P EU","DC kompaktni prekidač, termo-magn, veličina M5, Icu=Ics=50kA, Icn=700A, 3P",196598.46391752578]
[112765,"Ex9MD5N TM 800 3P EU","DC kompaktni prekidač, termo-magn, veličina M5, Icu=Ics=50kA, Icn=800A, 3P",205667.90721649484]
[112766,"Ex9MD5N TM 630 4P4T EU","DC kompaktni prekidač, termo-magn, veličina M5, Icu=Ics=50kA, Icn=630A, 4P4T",260691.94845360832]
[112767,"Ex9MD5N TM 700 4P4T EU","DC kompaktni prekidač, termo-magn, veličina M5, Icu=Ics=50kA, Icn=700A, 4P4T",262576.01030927838]
[112768,"Ex9MD5N TM 800 4P4T EU","DC kompaktni prekidač, termo-magn, veličina M5, Icu=Ics=50kA, Icn=800A, 4P4T",267361.35051546397]
[112769,"Ex9MD5Q TM 630 3P EU","DC kompaktni prekidač, termo-magn, veličina M5, Icu=Ics=70kA, Icn=630A, 3P",193616.5011340206]
[112770,"Ex9MD5Q TM 700 3P EU","DC kompaktni prekidač, termo-magn, veličina M5, Icu=Ics=70kA, Icn=700A, 3P",202496.41783505154]
[112771,"Ex9MD5Q TM 800 3P EU","DC kompaktni prekidač, termo-magn, veličina M5, Icu=Ics=70kA, Icn=800A, 3P",211837.94443298972]
[112772,"Ex9MD5Q TM 630 4P4T EU","DC kompaktni prekidač, termo-magn, veličina M5, Icu=Ics=70kA, Icn=630A, 4P4T",268512.70690721652]
[112773,"Ex9MD5Q TM 700 4P4T EU","DC kompaktni prekidač, termo-magn, veličina M5, Icu=Ics=70kA, Icn=700A, 4P4T",270453.29061855673]
[112774,"Ex9MD5Q TM 800 4P4T EU","DC kompaktni prekidač, termo-magn, veličina M5, Icu=Ics=70kA, Icn=800A, 4P4T",275382.19103092782]
[112775,"Ex9MD5H TM 630 3P EU","DC kompaktni prekidač, termo-magn, veličina M5, Icu=Ics=100kA, Icn=630A, 3P",202790.21649484537]
[112776,"Ex9MD5H TM 700 3P EU","DC kompaktni prekidač, termo-magn, veličina M5, Icu=Ics=100kA, Icn=700A, 3P",215716.23711340208]
[112777,"Ex9MD5H TM 800 3P EU","DC kompaktni prekidač, termo-magn, veličina M5, Icu=Ics=100kA, Icn=800A, 3P",226718.39175257733]
[112778,"Ex9MD5H TM 630 4P4T EU","DC kompaktni prekidač, termo-magn, veličina M5, Icu=Ics=100kA, Icn=630A, 4P4T",258268.31958762891]
[112779,"Ex9MD5H TM 700 4P4T EU","DC kompaktni prekidač, termo-magn, veličina M5, Icu=Ics=100kA, Icn=700A, 4P4T",269040.49484536087]
[112780,"Ex9MD5H TM 800 4P4T EU","DC kompaktni prekidač, termo-magn, veličina M5, Icu=Ics=100kA, Icn=800A, 4P4T",294736.2680412372]
[112781,"Ex9MD6B TM 800 3P EU","DC kompaktni prekidač, termo-magn, veličina M6, Icu=Ics=25kA, Icn=800A, 3P",203518.63195876294]
[112782,"Ex9MD6B TM 1000 3P EU","DC kompaktni prekidač, termo-magn, veličina M6, Icu=Ics=25kA, Icn=1000A, 3P",209624.19091752582]
[112783,"Ex9MD6B TM 1250 3P EU","DC kompaktni prekidač, termo-magn, veličina M6, Icu=Ics=25kA, Icn=1250A, 3P",215912.91664505162]
[112784,"Ex9MD6B TM 1600 3P EU","DC kompaktni prekidač, termo-magn, veličina M6, Icu=Ics=25kA, Icn=1600A, 3P",222390.30414440323]
[112785,"Ex9MD6B TM 800 4P4T EU","DC kompaktni prekidač, termo-magn, veličina M6, Icu=Ics=25kA, Icn=800A, 4P4T",267504.05567010312]
[112786,"Ex9MD6B TM 1000 4P4T EU","DC kompaktni prekidač, termo-magn, veličina M6, Icu=Ics=25kA, Icn=1000A, 4P4T",275529.17734020628]
[112787,"Ex9MD6B TM 1250 4P4T EU","DC kompaktni prekidač, termo-magn, veličina M6, Icu=Ics=25kA, Icn=1250A, 4P4T",283795.05266041245]
[112788,"Ex9MD6B TM 1600 4P4T EU","DC kompaktni prekidač, termo-magn, veličina M6, Icu=Ics=25kA, Icn=1600A, 4P4T",292308.90424022474]
[112789,"Ex9MD6S TM 800 3P EU","DC kompaktni prekidač, termo-magn, veličina M6, Icu=Ics=36kA, Icn=800A, 3P",218223.74948453612]
[112790,"Ex9MD6S TM 1000 3P EU","DC kompaktni prekidač, termo-magn, veličina M6, Icu=Ics=36kA, Icn=1000A, 3P",224770.46196907223]
[112791,"Ex9MD6S TM 1250 3P EU","DC kompaktni prekidač, termo-magn, veličina M6, Icu=Ics=36kA, Icn=1250A, 3P",231513.57582814436]
[112792,"Ex9MD6S TM 1600 3P EU","DC kompaktni prekidač, termo-magn, veličina M6, Icu=Ics=36kA, Icn=1600A, 3P",238458.98310298874]
[112793,"Ex9MD6S TM 800 4P4T EU","DC kompaktni prekidač, termo-magn, veličina M6, Icu=Ics=36kA, Icn=800A, 4P4T",283676.76597938151]
[112794,"Ex9MD6S TM 1000 4P4T EU","DC kompaktni prekidač, termo-magn, veličina M6, Icu=Ics=36kA, Icn=1000A, 4P4T",292187.06895876297]
[112795,"Ex9MD6S TM 1250 4P4T EU","DC kompaktni prekidač, termo-magn, veličina M6, Icu=Ics=36kA, Icn=1250A, 4P4T",300952.6810275258]
[112796,"Ex9MD6S TM 1600 4P4T EU","DC kompaktni prekidač, termo-magn, veličina M6, Icu=Ics=36kA, Icn=1600A, 4P4T",309981.26145835157]
[]
["AC Switch disconnectors Ex9MSD"]
[103044,"Ex9M1SD AC63 3P","AC kompaktni rastavljač, veličina M1, In=63 A, 3-polni, AC tip",6187.3432989690727]
[103045,"Ex9M1SD AC100 3P","AC kompaktni rastavljač, veličina M1, In=100 A, 3-polni, AC tip",8286.6288659793827]
[103046,"Ex9M1SD AC125 3P","AC kompaktni rastavljač, veličina M1, In=125 A, 3-polni, AC tip",9928.9175257731949]
[103047,"Ex9M1SD AC63 4P","AC kompaktni rastavljač, veličina M1, In=63 A, 4-polni, AC tip",7637.0577319587628]
[103048,"Ex9M1SD AC100 4P","AC kompaktni rastavljač, veličina M1, In=100 A, 4-polni, AC tip",10506.814432989691]
[103049,"Ex9M1SD AC125 4P","AC kompaktni rastavljač, veličina M1, In=125 A, 4-polni, AC tip",11960.40206185567]
[103050,"Ex9M2SD AC125 3P","AC kompaktni rastavljač, veličina M2, In=125 A, 3-polni, AC tip",10975.618556701033]
[103051,"Ex9M2SD AC160 3P","AC kompaktni rastavljač, veličina M2, In=160 A, 3-polni, AC tip",11773.175257731958]
[103052,"Ex9M2SD AC200 3P","AC kompaktni rastavljač, veličina M2, In=200 A, 3-polni, AC tip",14649.391752577321]
[103053,"Ex9M2SD AC250 3P","AC kompaktni rastavljač, veličina M2, In=250 A, 3-polni, AC tip",18308.422680412372]
[103054,"Ex9M2SD AC125 4P","AC kompaktni rastavljač, veličina M2, In=125 A, 4-polni, AC tip",12523.556701030928]
[103055,"Ex9M2SD AC160 4P","AC kompaktni rastavljač, veličina M2, In=160 A, 4-polni, AC tip",13383.030927835054]
[103056,"Ex9M2SD AC200 4P","AC kompaktni rastavljač, veličina M2, In=200 A, 4-polni, AC tip",15806.659793814433]
[103057,"Ex9M2SD AC250 4P","AC kompaktni rastavljač, veličina M2, In=250 A, 4-polni, AC tip",22700.14432989691]
[103058,"Ex9M3SD AC250 3P","AC kompaktni rastavljač, veličina M3, In=250 A, 3-polni, AC tip",22669.185567010314]
[103059,"Ex9M3SD AC400 3P","AC kompaktni rastavljač, veličina M3, In=400 A, 3-polni, AC tip",26858.938144329899]
[103060,"Ex9M3SD AC250 4P","AC kompaktni rastavljač, veličina M3, In=250 A, 4-polni, AC tip",29611.319587628874]
[103061,"Ex9M3SD AC400 4P","AC kompaktni rastavljač, veličina M3, In=400 A, 4-polni, AC tip",31535.18556701031]
[104016,"Ex9M4SD AC630 3P","AC kompaktni rastavljač, veličina M4, In=630 A, 3-polni, AC tip",31190.216494845365]
[104017,"Ex9M4SD AC630 4P","AC kompaktni rastavljač, veličina M4, In=630 A, 4-polni, AC tip",36756.896907216498]
[104018,"Ex9M5SD AC800 3P","AC kompaktni rastavljač, veličina M5, In=800 A, 3-polni, AC tip",71026.773195876289]
[104019,"Ex9M5SD AC800 4P","AC kompaktni rastavljač, veličina M5, In=800 A, 4-polni, AC tip",98683.268041237112]
[110478,"Ex9M6SD AC800 3P","AC kompaktni rastavljač, veličina M6, In=800 A, 3-polni, AC tip",86069.783505154643]
[110479,"Ex9M6SD AC1000 3P","AC kompaktni rastavljač, veličina M6, In=1000 A, 3-polni, AC tip",93554.432989690729]
[110480,"Ex9M6SD AC1250 3P","AC kompaktni rastavljač, veličina M6, In=1250 A, 3-polni, AC tip",105116.793814433]
[110481,"Ex9M6SD AC1600 3P","AC kompaktni rastavljač, veličina M6, In=1600 A, 3-polni, AC tip",115513.0412371134]
[110482,"Ex9M6SD AC800 4P","AC kompaktni rastavljač, veličina M6, In=800 A, 4-polni, AC tip",116316.49484536084]
[110483,"Ex9M6SD AC1000 4P","AC kompaktni rastavljač, veličina M6, In=1000 A, 4-polni, AC tip",126431.1649484536]
[110484,"Ex9M6SD AC1250 4P","AC kompaktni rastavljač, veličina M6, In=1250 A, 4-polni, AC tip",142057.96907216497]
[110485,"Ex9M6SD AC1600 4P","AC kompaktni rastavljač, veličina M6, In=1600 A, 4-polni, AC tip",156107.35051546394]
[]
["AC Switch disconnectors Ex9MSD, new series"]
[112797,"Ex9M1SD AC160 3P EU","AC kompaktni rastavljač, veličina M1，In=160A，3-polni",11767.322577319588]
[112798,"Ex9M1SD AC160 4P EU","AC kompaktni rastavljač, veličina M1，In=160A，4-polni",14590.001855670102]
[112801,"Ex9M2SD AC250 3P EU","AC kompaktni rastavljač, veličina M2，In=250A，3-polni",18308.422680412372]
[112802,"Ex9M2SD AC250 4P EU","AC kompaktni rastavljač, veličina M2，In=250A，4-polni",22700.14432989691]
[112805,"Ex9M3SD AC400 3P EU","AC kompaktni rastavljač, veličina M3，In=400A，3-polni",26858.938144329899]
[112806,"Ex9M3SD AC400 4P EU","AC kompaktni rastavljač, veličina M3，In=400A，4-polni",31535.18556701031]
[112809,"Ex9M4SD AC630 3P EU","AC kompaktni rastavljač, veličina M4，In=630A，3-polni",49718.741237113405]
[112810,"Ex9M4SD AC630 4P EU","AC kompaktni rastavljač, veličina M4，In=630A，4-polni",69078.28762886599]
[112813,"Ex9M5SD AC800 3P EU","AC kompaktni rastavljač, veličina M5，In=800A，3-polni",71026.773195876289]
[112814,"Ex9M5SD AC800 4P EU","AC kompaktni rastavljač, veličina M5，In=800A，4-polni",98683.268041237112]
[112823,"Ex9M6SD AC800 3P EU","AC kompaktni rastavljač, veličina M6，In=800A，3-polni",86069.783505154643]
[112817,"Ex9M6SD AC1000 3P EU","AC kompaktni rastavljač, veličina M6，In=1000A，3-polni",93554.432989690729]
[112819,"Ex9M6SD AC1250 3P EU","AC kompaktni rastavljač, veličina M6，In=1250A，3-polni",105116.793814433]
[112821,"Ex9M6SD AC1600 3P EU","AC kompaktni rastavljač, veličina M6，In=1600A，3-polni",115513.0412371134]
[112824,"Ex9M6SD AC800 4P EU","AC kompaktni rastavljač, veličina M6，In=800A，4-polni",116316.49484536084]
[112818,"Ex9M6SD AC1000 4P EU","AC kompaktni rastavljač, veličina M6，In=1000A，4-polni",126431.1649484536]
[112820,"Ex9M6SD AC1250 4P EU","AC kompaktni rastavljač, veličina M6，In=1250A，4-polni",142057.96907216497]
[112822,"Ex9M6SD AC1600 4P EU","AC kompaktni rastavljač, veličina M6，In=1600A，4-polni",156107.35051546394]
[]
["DC Switch disconnectors Ex9MSD"]
[102008,"Ex9M1SD DC63 3P","DC kompaktni rastavljač, veličina kućišta M1, In=63 A, 3-polni, DC tip",19246.030927835054]
[102009,"Ex9M1SD DC100 3P","DC kompaktni rastavljač, veličina kućišta M1, In=100 A, 3-polni, DC tip",21688.824742268043]
[102010,"Ex9M1SD DC125 3P","DC kompaktni rastavljač, veličina kućišta M1, In=125 A, 3-polni, DC tip",22953.711340206188]
[102011,"Ex9M1SD DC63 4P","DC kompaktni rastavljač, veličina kućišta M1, In=63 A, 4-polni, DC tip",22705.424742268046]
[102012,"Ex9M1SD DC100 4P","DC kompaktni rastavljač, veličina kućišta M1, In=100 A, 4-polni, DC tip",26739.525773195881]
[102013,"Ex9M1SD DC125 4P","DC kompaktni rastavljač, veličina kućišta M1, In=125 A, 4-polni, DC tip",28232.917525773199]
[102014,"Ex9M2SD DC125 3P","DC kompaktni rastavljač, veličina kućišta M2, In=125 A, 3-polni, DC tip",29575.938144329906]
[102015,"Ex9M2SD DC160 3P","DC kompaktni rastavljač, veličina kućišta M2, In=160 A, 3-polni, DC tip",30382.34020618557]
[102016,"Ex9M2SD DC200 3P","DC kompaktni rastavljač, veličina kućišta M2, In=200 A, 3-polni, DC tip",68788.896907216505]
[102017,"Ex9M2SD DC250 3P","DC kompaktni rastavljač, veličina kućišta M2, In=250 A, 3-polni, DC tip",73416.494845360838]
[102018,"Ex9M2SD DC125 4P","DC kompaktni rastavljač, veličina kućišta M2, In=125 A, 4-polni, DC tip",30115.505154639181]
[102019,"Ex9M2SD DC160 4P","DC kompaktni rastavljač, veličina kućišta M2, In=160 A, 4-polni, DC tip",30918.958762886599]
[102020,"Ex9M2SD DC200 4P","DC kompaktni rastavljač, veličina kućišta M2, In=200 A, 4-polni, DC tip",70973.701030927856]
[102021,"Ex9M2SD DC250 4P","DC kompaktni rastavljač, veličina kućišta M2, In=250 A, 4-polni, DC tip",80492.783505154657]
[102022,"Ex9M3SD DC250 3P","DC kompaktni rastavljač, veličina kućišta M3, In=250 A, 3-polni, DC tip",86308.608247422701]
[102023,"Ex9M3SD DC400 3P","DC kompaktni rastavljač, veličina kućišta M3, In=400 A, 3-polni, DC tip",121529.36082474228]
[102024,"Ex9M3SD DC250 4P","DC kompaktni rastavljač, veličina kućišta M3, In=250 A, 4-polni, DC tip",104322.18556701033]
[102025,"Ex9M3SD DC400 4P","DC kompaktni rastavljač, veličina kućišta M3, In=400 A, 4-polni, DC tip",190899.10309278354]
[104008,"Ex9M4SD DC630 3P","DC kompaktni rastavljač, veličina kućišta M4, In=630 A, 3-polni, DC tip",217787.52577319593]
[104009,"Ex9M4SD DC630 4P","DC kompaktni rastavljač, veličina kućišta M4, In=630 A, 4-polni, DC tip",228540.53608247428]
[104010,"Ex9M5SD DC800 3P","DC kompaktni rastavljač, veličina kućišta M5, In=800 A, 3-polni, DC tip",198159.67010309279]
[104011,"Ex9M5SD DC800 4P","DC kompaktni rastavljač, veličina kućišta M5, In=800 A, 4-polni, DC tip",200309.09278350516]
[110486,"Ex9M6SD DC800 3P","DC kompaktni rastavljač, veličina kućišta M6, In=800 A, 3-polni, DC tip",207811.43298969074]
[110487,"Ex9M6SD DC1000 3P","DC kompaktni rastavljač, veličina kućišta M6, In=1000 A, 3-polni, DC tip",225881.03092783509]
[110488,"Ex9M6SD DC1250 3P","DC kompaktni rastavljač, veličina kućišta M6, In=1250 A, 3-polni, DC tip",253799.93814432996]
[110489,"Ex9M6SD DC1600 3P","DC kompaktni rastavljač, veličina kućišta M6, In=1600 A, 3-polni, DC tip",278901.59793814435]
[110490,"Ex9M6SD DC800 4P","DC kompaktni rastavljač, veličina kućišta M6, In=800 A, 4-polni, DC tip",210927.94845360826]
[110491,"Ex9M6SD DC1000 4P","DC kompaktni rastavljač, veličina kućišta M6, In=1000 A, 4-polni, DC tip",229270.27835051544]
[110492,"Ex9M6SD DC1250 4P","DC kompaktni rastavljač, veličina kućišta M6, In=1250 A, 4-polni, DC tip",257606.39175257736]
[110493,"Ex9M6SD DC1600 4P","DC kompaktni rastavljač, veličina kućišta M6, In=1600 A, 4-polni, DC tip",283083.97938144329]
[]
["DC Switch disconnectors Ex9MSD, new series"]
[112799,"Ex9M1SD DC160 3P EU","DC kompaktni rastavljač, veličina M1，In=160A，3-polni",51391.546391752578]
[112800,"Ex9M1SD DC160 4P EU","DC kompaktni rastavljač, veličina M1，In=160A，4-polni",56344.948453608253]
[112803,"Ex9M2SD DC250 3P EU","DC kompaktni rastavljač, veličina M2，In=250A，3-polni",73416.494845360838]
[112804,"Ex9M2SD DC250 4P EU","DC kompaktni rastavljač, veličina M2，In=250A，4-polni",80492.783505154657]
[112807,"Ex9M3SD DC400 3P EU","DC kompaktni rastavljač, veličina M3，In=400A，3-polni",121529.36082474228]
[112808,"Ex9M3SD DC400 4P EU","DC kompaktni rastavljač, veličina M3，In=400A，4-polni",190899.10309278354]
[112811,"Ex9M4SD DC630 3P EU","DC kompaktni rastavljač, veličina M4，In=630A，3-polni",217787.52577319593]
[112812,"Ex9M4SD DC630 4P EU","DC kompaktni rastavljač, veličina M4，In=630A，4-polni",228540.53608247428]
[112815,"Ex9M5SD DC800 3P EU","DC kompaktni rastavljač, veličina M5，In=800A，3-polni",198159.67010309279]
[112816,"Ex9M5SD DC800 4P EU","DC kompaktni rastavljač, veličina M5，In=800A，4-polni",200309.09278350516]
[112831,"Ex9M6SD DC800 3P EU","DC kompaktni rastavljač, veličina M6，In=800A，3-polni",207811.43298969074]
[112825,"Ex9M6SD DC1000 3P EU","DC kompaktni rastavljač, veličina M6，In=1000A，3-polni",225881.03092783509]
[112827,"Ex9M6SD DC1250 3P EU","DC kompaktni rastavljač, veličina M6，In=1250A，3-polni",253799.93814432996]
[112829,"Ex9M6SD DC1600 3P EU","DC kompaktni rastavljač, veličina M6，In=1600A，3-polni",278901.59793814435]
[112832,"Ex9M6SD DC800 4P EU","DC kompaktni rastavljač, veličina M6，In=800A，4-polni",210927.94845360826]
[112826,"Ex9M6SD DC1000 4P EU","DC kompaktni rastavljač, veličina M6，In=1000A，4-polni",229270.27835051544]
[112828,"Ex9M6SD DC1250 4P EU","DC kompaktni rastavljač, veličina M6，In=1250A，4-polni",257606.39175257736]
[112830,"Ex9M6SD DC1600 4P EU","DC kompaktni rastavljač, veličina M6，In=1600A，4-polni",283083.97938144329]
[]
["Accessories for Moulded Case Circuit Breakers Ex9M and Ex9MD"]
[101395,"AX21","Pomoćni kontakt za Ex9M, 1 preklopni",219.28453608247426]
[101396,"AL21","Signalni kontakt Ex9M, 1 preklopni",219.28453608247426]
[106315,"EC 21","Pomoćni kontakt sa ranim uključenjem za veličine M1 i M2, 1 preklopni",2256.4649484536085]
[106317,"EC 23","Pomoćni kontakt sa ranim uključenjem za veličin M3, M4 i M5, 2 preklopna",2705.8628865979381]
[101397,"SHT21 AC48V","Naponski okidač za veličinu M1, 48 V AC",6651.6309278350518]
[101398,"SHT21 AC110V","Naponski okidač za veličinu M1, 110 V AC",6651.6309278350518]
[101399,"SHT21 AC220-240V","Naponski okidač za veličinu M1, 220-240 V AC",3551.8680412371132]
[101400,"SHT21 AC380-415V","Naponski okidač za veličinu M1, 380-415 V AC",4009.3876288659803]
[101401,"SHT21 DC24V","Naponski okidač za veličinu M1, 24 V DC",6651.6309278350518]
[101402,"SHT21 DC48V","Naponski okidač za veličinu M1, 48 V DC",6651.6309278350518]
[101403,"SHT21 DC110V","Naponski okidač za veličinu M1, 110 V DC",6651.6309278350518]
[101405,"SHT21 DC220V","Naponski okidač za veličinu M1, 220 V DC",6651.6309278350518]
[101406,"UVT21 AC220-240V","Podnaponski okidač za veličinu M1, 220-240 V AC",3811.7608247422681]
[101407,"UVT21 AC380-415V","Podnaponski okidač za veličinu M1, 380-415 V AC",3811.7608247422681]
[101409,"ERH21","Ručka sa produženim pogonom 300mm za veličinu M1",4598.2072164948459]
[101410,"RHD21","Ručka na prekidač za veličinu M1",2846.6381443298974]
[101411,"MOD21 AC230V","Motorni pogon za veličinu M1, 230 V AC",31750.235051546399]
[101412,"MOD21 AC110V","Motorni pogon za veličinu M1, 110 V AC",31750.235051546399]
[101413,"MOD21 DC220V","Motorni pogon za veličinu M1, 220 V DC",31750.235051546399]
[101414,"MOD21 DC110V","Motorni pogon za veličinu M1, 110 V DC",31750.235051546399]
[101415,"MOD21 DC24V","Motorni pogon za veličinu M1, 24 V DC",31750.235051546399]
[101439,"TCV21 3P","Set poklopaca za terminale za 3-polni, veličina kućišta M1, kratki",676.80412371134037]
[101440,"TCE21 3P","Set poklopaca za terminale za 3-polni, veličina kućišta M1, dugački",836.52989690721665]
[102372,"TCV21 4P","Set poklopaca za terminale za 4-polni, veličina kućišta M1, kratki",1160.0422680412371]
[102373,"TCE21 4P","Set poklopaca za terminale za 4-polni, veličina kućišta M1, dugački",1622.9762886597939]
[101441,"PB21 3P","Set barijera između faza za 3-polni, veličina kućišta M1",873.8010309278352]
[101416,"SHT22 AC48V","Naponski okidač za veličine M2, M3, 48 V AC",6651.6309278350518]
[101417,"SHT22 AC110V","Naponski okidač za veličine M2, M3, 110 V AC",6651.6309278350518]
[101418,"SHT22 AC220-240V","Naponski okidač za veličine M2, M3, 220-240 V AC",2535.3082474226803]
[101419,"SHT22 AC380-415V","Naponski okidač za veličine M2, M3, 380-415 V AC",4009.3876288659803]
[101420,"SHT22 DC24V","Naponski okidač za veličine M2, M3, 24 V DC",6651.6309278350518]
[101421,"SHT22 DC48V","Naponski okidač za veličine M2, M3, 48 V DC",6651.6309278350518]
[101422,"SHT22 DC110V","Naponski okidač za veličine M2, M3, 110 V DC",6651.6309278350518]
[101424,"SHT22 DC220V","Naponski okidač za veličine M2, M3, 220 V DC",6651.6309278350518]
[101425,"UVT22 AC220-240V","Podnaponski okidač za veličine M2, M3, 220-240 V AC",3811.7608247422681]
[101426,"UVT22 AC380-415V","Podnaponski okidač za veličine M2, M3, 380-415 V AC",3811.7608247422681]
[101428,"ERH22","Ručka sa produženim pogonom 300mm za veličinu M2",5426.6154639175265]
[101429,"RHD22","Ručka na prekidač za veličinu M2",3361.0092783505152]
[101430,"MOD22 AC230V","Motorni pogon za veličinu M2, 230 V AC",33991.810309278357]
[101431,"MOD22 AC110V","Motorni pogon za veličinu M2, 110 V AC",33991.810309278357]
[101432,"MOD22 DC220V","Motorni pogon za veličinu M2, 220 V DC",33991.810309278357]
[101433,"MOD22 DC110V","Motorni pogon za veličinu M2, 110 V DC",33991.810309278357]
[101434,"MOD22 DC24V","Motorni pogon za veličinu M2, 24 V DC",33991.810309278357]
[101442,"TCV22 3P","Set poklopaca za terminale za 3-polni, veličina kućišta M2, kratki",804.04329896907223]
[101443,"TCE22 3P","Set poklopaca za terminale za 3-polni, veličina kućišta M2, dugački",992.19484536082496]
[102374,"TCV22 4P","Set poklopaca za terminale za 4-polni, veličina kućišta M2, kratki",1390.1556701030927]
[102375,"TCE22 4P","Set poklopaca za terminale za 4-polni, veličina kućišta M2, dugački",1893.6979381443302]
[101444,"PB22 3P","Set barijera između faza za 3-polni, veličina kućišta M2",1003.5597938144332]
[101482,"ERH23","Ručka sa produženim pogonom 300mm za veličinu M3",8159.5505154639177]
[101483,"RHD23","Ručka na prekidač za veličinu M3",7274.2907216494859]
[101484,"MOD23 AC230V","Motorni pogon za veličinu M3, 230 V AC",64013.487628865987]
[101485,"MOD23 AC110V","Motorni pogon za veličinu M3, 110 V AC",64013.487628865987]
[101486,"MOD23 DC220V","Motorni pogon za veličinu M3, 220 V DC",64013.487628865987]
[101487,"MOD23 DC110V","Motorni pogon za veličinu M3, 110 V DC",64013.487628865987]
[101488,"MOD23 DC24V","Motorni pogon za veličinu M3, 24 V DC",64013.487628865987]
[101489,"TCV23 3P","Set poklopaca za terminale za 3-polni, veličina kućišta M3, kratki",1529.5773195876291]
[101490,"TCE23 3P","Terminal cover set za 3-polni, veličina kućišta M3, dugački",1854.4432989690724]
[102376,"TCV23 4P","Set poklopaca za terminale za 4-polni, veličina kućišta M3, kratki",1978.9752577319584]
[102377,"TCE23 4P","Terminal cover set za 4-polni, veličina kućišta M3, dugački",2866.9422680412372]
[101491,"PB23 3P","Barijere između faza za 3-polni, veličina kućišta M3",1496.3670103092786]
[103723,"SHT24 AC110V","Naponski okidač za veličinu M4 i M5, 100-130 V AC",5486.1742268041244]
[103724,"SHT24 AC220-240V","Naponski okidač za veličinu M4 i M5, 220-240 V AC",5486.1742268041244]
[103725,"SHT24 AC380-415V","Naponski okidač za veličinu M4 i M5, 380-440 V AC",5486.1742268041244]
[103727,"SHT24 DC110V","Naponski okidač za veličinu M4 i M5, 110-125 V DC",5486.1742268041244]
[103728,"SHT24 DC220V","Naponski okidač za veličinu M4 i M5, 220-250 V DC",5486.1742268041244]
[103729,"SHT24 DC24V","Naponski okidač za veličinu M4 i M5, 24 V DC",5486.1742268041244]
[103730,"SHT24 DC48V","Naponski okidač za veličinu M4 i M5, 48-60 V DC",5486.1742268041244]
[103733,"UVT24 AC110V","Podnaponski okidač za veličinu M4 i M5, 110-127 V AC",6487.8443298969078]
[103734,"UVT24 AC220-240V","Podnaponski okidač za veličinu M4 i M5, 220-240 V AC",6487.8443298969078]
[103735,"UVT24 AC380-415V","Podaponski okidač za veličinu M4 i M5, 380-440 V AC",6487.8443298969078]
[103736,"UVT24 DC110V","Podnaponski okidač za veličinu M4 i M5, 110-125 V AC",6487.8443298969078]
[103737,"UVT24 DC220V","Podnaponski okidač za veličinu M4 i M5, 220-250 V DC",6487.8443298969078]
[103738,"UVT24 DC24V","Podnaponski okidač za veličinu M4 i M5, 24-30 V DC",6487.8443298969078]
[103739,"UVT24 DC48V","Podnaponski okidač za veličinu M4 i M5, 48 V DC",6487.8443298969078]
[103741,"ERH24","Ručka sa produženim pogonom za veličinu M4 i M5",8037.7257731958771]
[103742,"RHD24","Ručka na prekidač za veličinu M4 i M5",4575.1958762886597]
[103743,"MOD24 AC230V","Motorni pogon za veličinu M4 i M5, 240 V AC",59424.755670103092]
[103744,"MOD24 AC110V","Motorni pogon za veličinu  M4 i M5, 110 V AC",59424.755670103092]
[103745,"MOD24 DC220V","Motorni pogon za veličinu  M4 i M5, 220 V DC",59424.755670103092]
[103746,"MOD24 DC110V","Motorni pogon za veličinu  M4 i M5, 110 V DC",59424.755670103092]
[103747,"MOD24 DC24V","Motorni pogon za veličinu  M4 i M5, 24 V DC",59424.755670103092]
[103748,"TCV24 3P","Set poklopaca za terminale za 3-polni, veličina M4 i M5, kratki",1639.2195876288661]
[103749,"TCE24 3P","Set poklopaca za terminale za 3-polni, veličina M4 i M5, dugački",1945.1350515463921]
[103750,"TCV24 4P","Set poklopaca za terminale za 4-polni, veličina M4 i M5, kratki",1884.2226804123711]
[104855,"TCE24 4P","Set poklopaca za terminale za 4-polni, veličina M4 i M5, dugački",2309.2556701030931]
[103751,"PB24 3P","Barijere između faza za 3-polni, veličina kućišta M4 i M5",1082.2432989690724]
[104856,"PB24 4P","Barijere između faza za 4-polni, veličina kućišta M4 i M5",1345.9020618556701]
[103705,"MC21","Box terminal za prekidače veličine M1, 1x 4-95 mm2, 1 kom.",287.4742268041237]
[103707,"MC21 W","Tunel terminal za prekidače veličine M1, 1x 16-95 mm2, 1 kom.",824.09278350515478]
[107873,"MCS21","Šraf terminal za prekidače veličine M1",287.4742268041237]
[103709,"MC22","Box terminal za prekidače veličine M2, 1x 10-120 mm2, 1 kom.",291.89690721649487]
[103869,"MC22 W","Tunel terminal za prekidače veličine M2, 1x 35-120 mm2, 1 kom.",829.98969072164971]
[103711,"MC22 W2","Tunel terminal za prekidače veličine M2, 2x 35-120 mm2, 1 kom.",1511.0824742268042]
[103713,"MC22 W6","Tunel terminal za prekidače veličine M2, 6x 10-35 mm2, 1 kom.",1774.9690721649483]
[107874,"MCS22","Šraf terminal za prekidače veličine M2",291.89690721649487]
[103715,"MC23","Box terminal za prekidače veličine M3, 1x 120-240 mm2, 1 kom.",1310.5876288659795]
[103717,"MC23 UL","Box terminal za prekidače veličine M3, 1x 120-240 mm2, 1 kom., UL verzija",1949.1958762886602]
[103719,"MC23 W2","Tunel terminal za prekidače veličine M3, 2x 120-240 mm2, 1 kom.",2177.432989690722]
[103721,"MC23 W4","Tunel terminal za prekidače veličine M3, 4x 35-95 mm2, 1 kom.",2591.6907216494847]
[103871,"MC23 W2 UL","Tunel terminal za prekidače veličine M3, 4x 35-95 mm2, 1 kom., UL verzija",3584.3546391752575]
[106314,"MC24 W2","Tunel terminal za prekidače veličine M4 i M5, 2x 120-240 mm2, 1 kom.",2314.5360824742274]
[106321,"WG 10","Odstojnik za montažu, 10mm, 1 set",546.938144329897]
[106362,"WG 13","Odstojnik za montažu, 13mm, 1 set",626.54639175257739]
[106319,"DRA21","Adapter za DIN šinu za Ex9M, za veličinu M1",1124.8350515463917]
[106320,"DRA22","Adapter za DIN šinu za Ex9M, za veličinu M2",1205.9175257731958]
[110189,"ERH2x ES 500mm","Produženi pogon od 500mm dužine - ERH2x",1154.6278350515465]
[110460,"SHT26 DC24V","Naponski okidač za veličinu M6, 24 V DC",5541.6721649484552]
[110461,"SHT26 DC48V","Naponski okidač za veličinu M6, 48 V DC",5541.6721649484552]
[110462,"SHT26 DC110V","Naponski okidač za veličinu M6, 110 V DC",5541.6721649484552]
[110463,"SHT26 DC220V","Naponski okidač za veličinu M6, 220 V DC",5541.6721649484552]
[110464,"SHT26 AC48V","Naponski okidač za veličinu M6, 48 V AC",5541.6721649484552]
[110465,"SHT26 AC110V","Naponski okidač za veličinu M6, 110 V AC",5541.6721649484552]
[110466,"SHT26 AC220-240V","Naponski okidač za veličinu M6, 220-240 V AC",5541.6721649484552]
[110467,"SHT26 AC380-415V","Naponski okidač za veličinu M6, 380-415 V AC",5541.6721649484552]
[110468,"UVT26 AC220-240V","Podnaponski okidač za veličinu M6, 220-240 V AC",8745.1134020618574]
[110469,"UVT26 AC380-415V","Podnaponski okidač za veličinu M6, 380-415 V AC",8745.1134020618574]
[110694,"JP26 3P 800-1250A","Prednja priključna ploča za veličinu M6, 3-polna, 800-1250 A",4238.147422680413]
[110695,"JP26 3P 1600A","Prednja priključna ploča za veličinu M6, 3-polna, 1600 A",8313.861855670104]
[110696,"JP26 4P 800-1250A","Prednja priključna ploča za veličinu M6, 4-polna, 800-1250 A",5423.9082474226807]
[110697,"JP26 4P 1600A","Prednja priključna ploča za veličinu M6, 4-polna, 1600 A",10513.475257731958]
[110698,"LHD26","Produžena ručica za veličinu M6",4621.218556701031]
[110718,"ERH26","Ručka sa produženim pogonom sa za veličinu M6",9495.5618556701047]
[]
["Air Circuit Breakers Ex9A"]
[105025,"+SU30A AC230","Tripping unit SU3.0, variant A, LSI protection with analysis of currents, 230 V AC",60627.577319587632]
[108625,"+SU30A AC230","Tripping unit SU3.0, variant A, LSI protection with analysis of currents, 230 V AC",60627.577319587632]
[105026,"+SU30A AC400","Tripping unit SU3.0, variant A, LSI protection with analysis of currents, 400 V AC",60627.577319587632]
[105027,"+SU30A DC24","Tripping unit SU3.0, variant A, LSI protection with analysis of currents, 24 V DC",60627.577319587632]
[105028,"+SU30D AC230","Tripping unit SU3.0, variant D, LSI protection with analysis of currents and voltages, 230 V AC",124259.62886597942]
[105029,"+SU30D AC400","Tripping unit SU3.0, variant D, LSI protection with analysis of currents and voltages, 400 V AC",124259.62886597942]
[105030,"+SU30D DC24","Tripping unit SU3.0, variant D, LSI protection with analysis of currents and voltages, 24 V DC",124259.62886597942]
[105031,"+SU30P AC230","Tripping unit SU3.0, variant P, LSI protection with analysis of currents, voltages and powers, 230 V AC",156077.86597938146]
[105032,"+SU30P AC400","Tripping unit SU3.0, variant P, LSI protection with analysis of currents, voltages and powers, 400 V AC",156077.86597938146]
[105033,"+SU30P DC24","Tripping unit SU3.0, variant P, LSI protection with analysis of currents, voltages and powers, 24 V DC",156077.86597938146]
[105034,"+SU30H AC230","Tripping unit SU3.0, variant H, LSI protection with complete net analysis, 230 V AC",187893.15463917528]
[105035,"+SU30H AC400","Tripping unit SU3.0, variant H, LSI protection with complete net analysis, 400 V AC",187893.15463917528]
[105036,"+SU30H DC24","Tripping unit SU3.0, variant H, LSI protection with complete net analysis, 24 V DC",187893.15463917528]
[105037,"+SU40A AC230","Tripping unit SU4.0, variant A, LSI+G protection with analysis of currents, 230 V AC",130006.16494845363]
[105038,"+SU40A AC400","Tripping unit SU4.0, variant A, LSI+G protection with analysis of currents, 400 V AC",130006.16494845363]
[105039,"+SU40A DC24","Tripping unit SU4.0, variant A, LSI+G protection with analysis of currents, 24 V DC",130006.16494845363]
[105040,"+SU40D AC230","Tripping unit SU4.0, variant D, LSI+G protection with analysis of currents and voltages, 230 V AC",181384.4432989691]
[105041,"+SU40D AC400","Tripping unit SU4.0, variant D, LSI+G protection with analysis of currents and voltages, 400 V AC",181384.4432989691]
[105042,"+SU40D DC24","Tripping unit SU4.0, variant D, LSI+G protection with analysis of currents and voltages, 24 V DC",181384.4432989691]
[105043,"+SU40P AC230","Tripping unit SU4.0, variant P, LSI+G protection with analysis of currents, voltages and powers, 230 V AC",207072.84536082475]
[105044,"+SU40P AC400","Tripping unit SU4.0, variant P, LSI+G protection with analysis of currents, voltages and powers, 400 V AC",207072.84536082475]
[105045,"+SU40P DC24","Tripping unit SU4.0, variant P, LSI+G protection with analysis of currents, voltages and powers, 24 V DC",207072.84536082475]
[105046,"+SU40H AC230","Tripping unit SU4.0, variant H, LSI+G protection with complete net analysis, 230 V AC",232764.19587628869]
[105047,"+SU40H AC400","Tripping unit SU4.0, variant H, LSI+G protection with complete net analysis, 400 V AC",232764.19587628869]
[105048,"+SU40H DC24","Tripping unit SU4.0, variant H, LSI+G protection with complete net analysis, 24 V DC",232764.19587628869]
[105049,"+SU50A AC230","Tripping unit SU5.0, variant A, LSI+E protection with analysis of currents, 230 V AC",156005.62886597941]
[105050,"+SU50A AC400","Tripping unit SU5.0, variant A, LSI+E protection with analysis of currents, 400 V AC",156005.62886597941]
[105051,"+SU50A DC24","Tripping unit SU5.0, variant A, LSI+E protection with analysis of currents, 24 V DC",156005.62886597941]
[105052,"+SU50D AC230","Tripping unit SU5.0, variant D, LSI+E protection with analysis of currents and voltages, 230 V AC",217660.74226804127]
[105053,"+SU50D AC400","Tripping unit SU5.0, variant D, LSI+E protection with analysis of currents and voltages, 400 V AC",217660.74226804127]
[105054,"+SU50D DC24","Tripping unit SU5.0, variant D, LSI+E protection with analysis of currents and voltages, 24 V DC",217660.74226804127]
[105055,"+SU50P AC230","Tripping unit SU5.0, variant P, LSI+E protection with analysis of currents, voltages and powers, 230 V AC",248488.29896907223]
[105056,"+SU50P AC400","Tripping unit SU5.0, variant P, LSI+E protection with analysis of currents, voltages and powers, 400 V AC",248488.29896907223]
[105057,"+SU50P DC24","Tripping unit SU5.0, variant P, LSI+E protection with analysis of currents, voltages and powers, 24 V DC",248488.29896907223]
[105058,"+SU50H AC230","Tripping unit SU5.0, variant H, LSI+E protection with complete net analysis, 230 V AC",279314.381443299]
[105059,"+SU50H AC400","Tripping unit SU5.0, variant H, LSI+E protection with complete net analysis, 400 V AC",279314.381443299]
[105060,"+SU50H DC24","Tripping unit SU5.0, variant H, LSI+E protection with complete net analysis, 24 V DC",279314.381443299]
[104857,"Ex9A16N 3P D/O 400","Air Circuit Breaker, frame size A16, Icu=55kA, In=400A, 3-pole, Withdrawable ",123423.74226804126]
[104858,"Ex9A16N 3P F 400","Air Circuit Breaker, frame size A16, Icu=55kA, In=400A, 3-pole, Fixed ",105071.09278350516]
[104859,"Ex9A16N 3P D/O 630","Air Circuit Breaker, frame size A16, Icu=55kA, In=630A, 3-pole, Withdrawable ",152159.37113402065]
[104860,"Ex9A16N 3P F 630","Air Circuit Breaker, frame size A16, Icu=55kA, In=630A, 3-pole, Fixed ",123482.71134020621]
[104861,"Ex9A16N 3P D/O 800","Air Circuit Breaker, frame size A16, Icu=55kA, In=800A, 3-pole, Withdrawable ",162913.8556701031]
[104862,"Ex9A16N 3P F 800","Air Circuit Breaker, frame size A16, Icu=55kA, In=800A, 3-pole, Fixed ",134235.72164948453]
[104863,"Ex9A16N 3P D/O 1000","Air Circuit Breaker, frame size A16, Icu=55kA, In=1000A, 3-pole, Withdrawable ",169365.07216494845]
[104864,"Ex9A16N 3P F 1000","Air Circuit Breaker, frame size A16, Icu=55kA, In=1000A, 3-pole, Fixed ",140688.41237113404]
[104865,"Ex9A16N 3P D/O 1250","Air Circuit Breaker, frame size A16, Icu=55kA, In=1250A, 3-pole, Withdrawable ",211663.58762886605]
[104866,"Ex9A16N 3P F 1250","Air Circuit Breaker, frame size A16, Icu=55kA, In=1250A, 3-pole, Fixed ",182985.45360824745]
[104867,"Ex9A16N 3P D/O 1600","Air Circuit Breaker, frame size A16, Icu=55kA, In=1600A, 3-pole, Withdrawable ",348597.14432989701]
[104868,"Ex9A16N 3P F 1600","Air Circuit Breaker, frame size A16, Icu=55kA, In=1600A, 3-pole, Fixed ",319920.48453608248]
[104869,"Ex9A16N 4P D/O 400","Air Circuit Breaker, frame size A16, Icu=55kA, In=400A, 4-pole, Withdrawable ",190843.08247422683]
[104870,"Ex9A16N 4P F 400","Air Circuit Breaker, frame size A16, Icu=55kA, In=400A, 4-pole, Fixed ",168689.87628865981]
[104871,"Ex9A16N 4P D/O 630","Air Circuit Breaker, frame size A16, Icu=55kA, In=630A, 4-pole, Withdrawable ",229299.76288659801]
[104872,"Ex9A16N 4P F 630","Air Circuit Breaker, frame size A16, Icu=55kA, In=630A, 4-pole, Fixed ",194168.93814432991]
[104873,"Ex9A16N 4P D/O 800","Air Circuit Breaker, frame size A16, Icu=55kA, In=800A, 4-pole, Withdrawable ",242921.61855670103]
[104874,"Ex9A16N 4P F 800","Air Circuit Breaker, frame size A16, Icu=55kA, In=800A, 4-pole, Fixed ",207790.79381443298]
[104875,"Ex9A16N 4P D/O 1000","Air Circuit Breaker, frame size A16, Icu=55kA, In=1000A, 4-pole, Withdrawable ",268730.90721649479]
[104876,"Ex9A16N 4P F 1000","Air Circuit Breaker, frame size A16, Icu=55kA, In=1000A, 4-pole, Fixed ",233600.0824742268]
[104877,"Ex9A16N 4P D/O 1250","Air Circuit Breaker, frame size A16, Icu=55kA, In=1250A, 4-pole, Withdrawable ",303860.25773195887]
[104878,"Ex9A16N 4P F 1250","Air Circuit Breaker, frame size A16, Icu=55kA, In=1250A, 4-pole, Fixed ",268730.90721649479]
[104879,"Ex9A16N 4P D/O 1600","Air Circuit Breaker, frame size A16, Icu=55kA, In=1600A, 4-pole, Withdrawable ",451548.29896907223]
[104880,"Ex9A16N 4P F 1600","Air Circuit Breaker, frame size A16, Icu=55kA, In=1600A, 4-pole, Fixed ",416417.4742268041]
[104881,"Ex9A16Q 3P D/O 400","Air Circuit Breaker, frame size A16, Icu=65kA, In=400A, 3-pole, Withdrawable ",153105.82474226804]
[104882,"Ex9A16Q 3P F 400","Air Circuit Breaker, frame size A16, Icu=65kA, In=400A, 3-pole, Fixed ",134751.70103092786]
[104883,"Ex9A16Q 3P D/O 630","Air Circuit Breaker, frame size A16, Icu=65kA, In=650A, 3-pole, Withdrawable ",185137.82474226807]
[104884,"Ex9A16Q 3P F 630","Air Circuit Breaker, frame size A16, Icu=65kA, In=650A, 3-pole, Fixed ",156459.6907216495]
[104885,"Ex9A16Q 3P D/O 800","Air Circuit Breaker, frame size A16, Icu=65kA, In=800A, 3-pole, Withdrawable ",195890.8350515464]
[104886,"Ex9A16Q 3P F 800","Air Circuit Breaker, frame size A16, Icu=65kA, In=800A, 3-pole, Fixed ",167215.64948453609]
[104887,"Ex9A16Q 3P D/O 1000","Air Circuit Breaker, frame size A16, Icu=65kA, In=1000A, 3-pole, Withdrawable ",218116.27835051549]
[104888,"Ex9A16Q 3P F 1000","Air Circuit Breaker, frame size A16, Icu=65kA, In=1000A, 3-pole, Fixed ",189441.09278350518]
[104889,"Ex9A16Q 3P D/O 1250","Air Circuit Breaker, frame size A16, Icu=65kA, In=1250A, 3-pole, Withdrawable ",259698.31958762888]
[104890,"Ex9A16Q 3P F 1250","Air Circuit Breaker, frame size A16, Icu=65kA, In=1250A, 3-pole, Fixed ",231021.65979381444]
[104891,"Ex9A16Q 3P D/O 1600","Air Circuit Breaker, frame size A16, Icu=65kA, In=1600A, 3-pole, Withdrawable ",383726.49484536087]
[104892,"Ex9A16Q 3P F 1600","Air Circuit Breaker, frame size A16, Icu=65kA, In=1600A, 3-pole, Fixed ",355051.30927835061]
[104893,"Ex9A16Q 4P D/O 400","Air Circuit Breaker, frame size A16, Icu=65kA, In=400A, 4-pole, Withdrawable ",254077.09278350516]
[104894,"Ex9A16Q 4P F 400","Air Circuit Breaker, frame size A16, Icu=65kA, In=400A, 4-pole, Fixed ",231922.41237113409]
[104895,"Ex9A16Q 4P D/O 630","Air Circuit Breaker, frame size A16, Icu=65kA, In=650A, 4-pole, Withdrawable ",299558.46391752583]
[104896,"Ex9A16Q 4P F 630","Air Circuit Breaker, frame size A16, Icu=65kA, In=650A, 4-pole, Fixed ",264427.63917525776]
[104897,"Ex9A16Q 4P D/O 800","Air Circuit Breaker, frame size A16, Icu=65kA, In=800A, 4-pole, Withdrawable ",305294.68041237118]
[104898,"Ex9A16Q 4P F 800","Air Circuit Breaker, frame size A16, Icu=65kA, In=800A, 4-pole, Fixed ",270165.32989690726]
[104899,"Ex9A16Q 4P D/O 1000","Air Circuit Breaker, frame size A16, Icu=65kA, In=1000A, 4-pole, Withdrawable ",328236.5979381444]
[104900,"Ex9A16Q 4P F 1000","Air Circuit Breaker, frame size A16, Icu=65kA, In=1000A, 4-pole, Fixed ",293105.77319587633]
[104901,"Ex9A16Q 4P D/O 1250","Air Circuit Breaker, frame size A16, Icu=65kA, In=1250A, 4-pole, Withdrawable ",370536.58762886596]
[104902,"Ex9A16Q 4P F 1250","Air Circuit Breaker, frame size A16, Icu=65kA, In=1250A, 4-pole, Fixed ",335404.28865979385]
[104903,"Ex9A16Q 4P D/O 1600","Air Circuit Breaker, frame size A16, Icu=65kA, In=1600A, 4-pole, Withdrawable ",506752.19587628869]
[104904,"Ex9A16Q 4P F 1600","Air Circuit Breaker, frame size A16, Icu=65kA, In=1600A, 4-pole, Fixed ",471621.37113402068]
[104905,"Ex9A32Q 3P D/O 1600","Air Circuit Breaker, frame size A32, Icu=65kA, In=1600A, 3-pole, Withdrawable ",374260.48453608248]
[104906,"Ex9A32Q 3P F 1600","Air Circuit Breaker, frame size A32, Icu=65kA, In=1600A, 3-pole, Fixed ",357896.56701030937]
[104907,"Ex9A32Q 3P D/O 2000","Air Circuit Breaker, frame size A32, Icu=65kA, In=2000A, 3-pole, Withdrawable ",452760.11340206186]
[104908,"Ex9A32Q 3P F 2000","Air Circuit Breaker, frame size A32, Icu=65kA, In=2000A, 3-pole, Fixed ",411792.82474226813]
[104909,"Ex9A32Q 3P D/O 2500","Air Circuit Breaker, frame size A32, Icu=65kA, In=2500A, 3-pole, Withdrawable ",553345.13402061863]
[104910,"Ex9A32Q 3P F 2500","Air Circuit Breaker, frame size A32, Icu=65kA, In=2500A, 3-pole, Fixed ",599099.23711340199]
[104911,"Ex9A32Q 3P D/O 2900","Air Circuit Breaker, frame size A32, Icu=65kA, In=2900A, 3-pole, Withdrawable ",506520.7422680413]
[104912,"Ex9A32Q 3P F 2900","Air Circuit Breaker, frame size A32, Icu=65kA, In=2900A, 3-pole, Fixed ",602349.9072164949]
[104913,"Ex9A32Q 3P D/O 3200","Air Circuit Breaker, frame size A32, Icu=65kA, In=3200A, 3-pole, Withdrawable ",728897.5360824744]
[104914,"Ex9A32Q 3P F 3200","Air Circuit Breaker, frame size A32, Icu=65kA, In=3200A, 3-pole, Fixed ",721707.73195876298]
[104915,"Ex9A32Q 4P D/O 1600","Air Circuit Breaker, frame size A32, Icu=65kA, In=1600A, 4-pole, Withdrawable ",456542.97938144329]
[104916,"Ex9A32Q 4P F 1600","Air Circuit Breaker, frame size A32, Icu=65kA, In=1600A, 4-pole, Fixed ",462764.21649484546]
[104917,"Ex9A32Q 4P D/O 2000","Air Circuit Breaker, frame size A32, Icu=65kA, In=2000A, 4-pole, Withdrawable ",542513.98969072162]
[104918,"Ex9A32Q 4P F 2000","Air Circuit Breaker, frame size A32, Icu=65kA, In=2000A, 4-pole, Fixed ",534876.02061855677]
[104919,"Ex9A32Q 4P D/O 2500","Air Circuit Breaker, frame size A32, Icu=65kA, In=2500A, 4-pole, Withdrawable ",758387.9690721652]
[104920,"Ex9A32Q 4P F 2500","Air Circuit Breaker, frame size A32, Icu=65kA, In=2500A, 4-pole, Fixed ",768536.54639175255]
[104921,"Ex9A32Q 4P D/O 2900","Air Circuit Breaker, frame size A32, Icu=65kA, In=2900A, 4-pole, Withdrawable ",707106.98969072162]
[104922,"Ex9A32Q 4P F 2900","Air Circuit Breaker, frame size A32, Icu=65kA, In=2900A, 4-pole, Fixed ",777784.37113402074]
[104923,"Ex9A32Q 4P D/O 3200","Air Circuit Breaker, frame size A32, Icu=65kA, In=3200A, 4-pole, Withdrawable ",944952.84536082472]
[104924,"Ex9A32Q 4P F 3200","Air Circuit Breaker, frame size A32, Icu=65kA, In=3200A, 4-pole, Fixed ",959786.51546391763]
[104925,"Ex9A32R 3P D/O 1600","Air Circuit Breaker, frame size A32, Icu=85kA, In=1600A, 3-pole, Withdrawable ",402460.96907216503]
[104926,"Ex9A32R 3P F 1600","Air Circuit Breaker, frame size A32, Icu=85kA, In=1600A, 3-pole, Fixed ",386375.68041237118]
[104927,"Ex9A32R 3P D/O 2000","Air Circuit Breaker, frame size A32, Icu=85kA, In=2000A, 3-pole, Withdrawable ",500604.67010309285]
[104928,"Ex9A32R 3P F 2000","Air Circuit Breaker, frame size A32, Icu=85kA, In=2000A, 3-pole, Fixed ",456715.46391752583]
[104929,"Ex9A32R 3P D/O 2500","Air Circuit Breaker, frame size A32, Icu=85kA, In=2500A, 3-pole, Withdrawable ",605952.91752577329]
[104930,"Ex9A32R 3P F 2500","Air Circuit Breaker, frame size A32, Icu=85kA, In=2500A, 3-pole, Fixed ",650616.09278350533]
[104931,"Ex9A32R 3P D/O 2900","Air Circuit Breaker, frame size A32, Icu=85kA, In=2900A, 3-pole, Withdrawable ",565954.19587628869]
[104932,"Ex9A32R 3P F 2900","Air Circuit Breaker, frame size A32, Icu=85kA, In=2900A, 3-pole, Fixed ",693505.77319587639]
[104933,"Ex9A32R 3P D/O 3200","Air Circuit Breaker, frame size A32, Icu=85kA, In=3200A, 3-pole, Withdrawable ",763012.61855670111]
[104934,"Ex9A32R 3P F 3200","Air Circuit Breaker, frame size A32, Icu=85kA, In=3200A, 3-pole, Fixed ",755756.4742268041]
[104935,"Ex9A32R 4P D/O 1600","Air Circuit Breaker, frame size A32, Icu=85kA, In=1600A, 4-pole, Withdrawable ",486446.19587628864]
[104936,"Ex9A32R 4P F 1600","Air Circuit Breaker, frame size A32, Icu=85kA, In=1600A, 4-pole, Fixed ",494641.42268041242]
[104937,"Ex9A32R 4P D/O 2000","Air Circuit Breaker, frame size A32, Icu=85kA, In=2000A, 4-pole, Withdrawable ",585944.71134020633]
[104938,"Ex9A32R 4P F 2000","Air Circuit Breaker, frame size A32, Icu=85kA, In=2000A, 4-pole, Fixed ",587340.80412371142]
[104939,"Ex9A32R 4P D/O 2500","Air Circuit Breaker, frame size A32, Icu=85kA, In=2500A, 4-pole, Withdrawable ",818473.03092783515]
[104940,"Ex9A32R 4P F 2500","Air Circuit Breaker, frame size A32, Icu=85kA, In=2500A, 4-pole, Fixed ",826168.49484536098]
[104941,"Ex9A32R 4P D/O 2900","Air Circuit Breaker, frame size A32, Icu=85kA, In=2900A, 4-pole, Withdrawable ",766944.38144329912]
[104942,"Ex9A32R 4P F 2900","Air Circuit Breaker, frame size A32, Icu=85kA, In=2900A, 4-pole, Fixed ",841616.91752577317]
[104943,"Ex9A32R 4P D/O 3200","Air Circuit Breaker, frame size A32, Icu=85kA, In=3200A, 4-pole, Withdrawable ",1010129.8865979384]
[104944,"Ex9A32R 4P F 3200","Air Circuit Breaker, frame size A32, Icu=85kA, In=3200A, 4-pole, Fixed ",1019933.4948453609]
[104945,"Ex9A32H 3P D/O 1600","Air Circuit Breaker, frame size A32, Icu=100kA, In=1600A, 3-pole, Withdrawable ",425031.381443299]
[104946,"Ex9A32H 3P F 1600","Air Circuit Breaker, frame size A32, Icu=100kA, In=1600A, 3-pole, Fixed ",410433.58762886602]
[104947,"Ex9A32H 3P D/O 2000","Air Circuit Breaker, frame size A32, Icu=100kA, In=2000A, 3-pole, Withdrawable ",541925.77319587639]
[104948,"Ex9A32H 3P F 2000","Air Circuit Breaker, frame size A32, Icu=100kA, In=2000A, 3-pole, Fixed ",496404.59793814423]
[104949,"Ex9A32H 3P D/O 2500","Air Circuit Breaker, frame size A32, Icu=100kA, In=2500A, 3-pole, Withdrawable ",649991.02061855665]
[104950,"Ex9A32H 3P F 2500","Air Circuit Breaker, frame size A32, Icu=100kA, In=2500A, 3-pole, Fixed ",694999.16494845378]
[104951,"Ex9A32H 3P D/O 2900","Air Circuit Breaker, frame size A32, Icu=100kA, In=2900A, 3-pole, Withdrawable ",609614.89690721652]
[104952,"Ex9A32H 3P F 2900","Air Circuit Breaker, frame size A32, Icu=100kA, In=2900A, 3-pole, Fixed ",736404.29896907217]
[104953,"Ex9A32H 3P D/O 3200","Air Circuit Breaker, frame size A32, Icu=100kA, In=3200A, 3-pole, Withdrawable ",787072.00000000012]
[104954,"Ex9A32H 3P F 3200","Air Circuit Breaker, frame size A32, Icu=100kA, In=3200A, 3-pole, Fixed ",781720.55670103093]
[104955,"Ex9A32H 4P D/O 1600","Air Circuit Breaker, frame size A32, Icu=100kA, In=1600A, 4-pole, Withdrawable ",510912.46391752583]
[104956,"Ex9A32H 4P F 1600","Air Circuit Breaker, frame size A32, Icu=100kA, In=1600A, 4-pole, Fixed ",521010.91752577329]
[104957,"Ex9A32H 4P D/O 2000","Air Circuit Breaker, frame size A32, Icu=100kA, In=2000A, 4-pole, Withdrawable ",622986.13402061863]
[104958,"Ex9A32H 4P F 2000","Air Circuit Breaker, frame size A32, Icu=100kA, In=2000A, 4-pole, Fixed ",633357.31958762906]
[104959,"Ex9A32H 4P D/O 2500","Air Circuit Breaker, frame size A32, Icu=100kA, In=2500A, 4-pole, Withdrawable ",869989.88659793837]
[104960,"Ex9A32H 4P F 2500","Air Circuit Breaker, frame size A32, Icu=100kA, In=2500A, 4-pole, Fixed ",874968.35051546409]
[104961,"Ex9A32H 4P D/O 2900","Air Circuit Breaker, frame size A32, Icu=100kA, In=2900A, 4-pole, Withdrawable ",818089.73195876298]
[104962,"Ex9A32H 4P F 2900","Air Circuit Breaker, frame size A32, Icu=100kA, In=2900A, 4-pole, Fixed ",890205.95876288682]
[104963,"Ex9A32H 4P D/O 3200","Air Circuit Breaker, frame size A32, Icu=100kA, In=3200A, 4-pole, Withdrawable ",1064839.9175257734]
[104964,"Ex9A32H 4P F 3200","Air Circuit Breaker, frame size A32, Icu=100kA, In=3200A, 4-pole, Fixed ",1069280.2886597938]
[104965,"Ex9A40Q 3P D/O 2000","Air Circuit Breaker, frame size A40, Icu=65kA, In=2000A, 3-pole, Withdrawable ",363725.65979381447]
[104966,"Ex9A40Q 3P F 2000","Air Circuit Breaker, frame size A40, Icu=65kA, In=2000A, 3-pole, Fixed ",411792.82474226813]
[104967,"Ex9A40Q 3P D/O 2500","Air Circuit Breaker, frame size A40, Icu=65kA, In=2500A, 3-pole, Withdrawable ",464312.15463917534]
[104968,"Ex9A40Q 3P F 2500","Air Circuit Breaker, frame size A40, Icu=65kA, In=2500A, 3-pole, Fixed ",599099.23711340199]
[104969,"Ex9A40Q 3P D/O 2900","Air Circuit Breaker, frame size A40, Icu=65kA, In=2900A, 3-pole, Withdrawable ",475520.70103092783]
[104970,"Ex9A40Q 3P F 2900","Air Circuit Breaker, frame size A40, Icu=65kA, In=2900A, 3-pole, Fixed ",604335.69072164956]
[104971,"Ex9A40Q 3P D/O 3200","Air Circuit Breaker, frame size A40, Icu=65kA, In=3200A, 3-pole, Withdrawable ",693555.89690721652]
[104972,"Ex9A40Q 3P F 3200","Air Circuit Breaker, frame size A40, Icu=65kA, In=3200A, 3-pole, Fixed ",721707.73195876298]
[104973,"Ex9A40Q 3P D/O 4000","Air Circuit Breaker, frame size A40, Icu=65kA, In=4000A, 3-pole, Withdrawable ",1121254.1546391754]
[104974,"Ex9A40Q 3P F 4000","Air Circuit Breaker, frame size A40, Icu=65kA, In=4000A, 3-pole, Fixed ",1063367.1649484537]
[104975,"Ex9A40Q 4P D/O 2000","Air Circuit Breaker, frame size A40, Icu=65kA, In=2000A, 4-pole, Withdrawable ",561619.96907216508]
[104976,"Ex9A40Q 4P F 2000","Air Circuit Breaker, frame size A40, Icu=65kA, In=2000A, 4-pole, Fixed ",534876.02061855677]
[104977,"Ex9A40Q 4P D/O 2500","Air Circuit Breaker, frame size A40, Icu=65kA, In=2500A, 4-pole, Withdrawable ",637280.23711340223]
[104978,"Ex9A40Q 4P F 2500","Air Circuit Breaker, frame size A40, Icu=65kA, In=2500A, 4-pole, Fixed ",768536.54639175255]
[104979,"Ex9A40Q 4P D/O 2900","Air Circuit Breaker, frame size A40, Icu=65kA, In=2900A, 4-pole, Withdrawable ",655078.5773195877]
[104980,"Ex9A40Q 4P F 2900","Air Circuit Breaker, frame size A40, Icu=65kA, In=2900A, 4-pole, Fixed ",773532.70103092794]
[104981,"Ex9A40Q 4P D/O 3200","Air Circuit Breaker, frame size A40, Icu=65kA, In=3200A, 4-pole, Withdrawable ",896839.97938144347]
[104982,"Ex9A40Q 4P F 3200","Air Circuit Breaker, frame size A40, Icu=65kA, In=3200A, 4-pole, Fixed ",959786.51546391763]
[104983,"Ex9A40Q 4P D/O 4000","Air Circuit Breaker, frame size A40, Icu=65kA, In=4000A, 4-pole, Withdrawable ",1288716.0000000002]
[104984,"Ex9A40Q 4P F 4000","Air Circuit Breaker, frame size A40, Icu=65kA, In=4000A, 4-pole, Fixed ",1346300.7731958765]
[104985,"Ex9A40R 3P D/O 2000","Air Circuit Breaker, frame size A40, Icu=85kA, In=2000A, 3-pole, Withdrawable ",411570.2164948454]
[104986,"Ex9A40R 3P F 2000","Air Circuit Breaker, frame size A40, Icu=85kA, In=2000A, 3-pole, Fixed ",456715.46391752583]
[104987,"Ex9A40R 3P D/O 2500","Air Circuit Breaker, frame size A40, Icu=85kA, In=2500A, 3-pole, Withdrawable ",516918.46391752578]
[104988,"Ex9A40R 3P F 2500","Air Circuit Breaker, frame size A40, Icu=85kA, In=2500A, 3-pole, Fixed ",650616.09278350533]
[104989,"Ex9A40R 3P D/O 2900","Air Circuit Breaker, frame size A40, Icu=85kA, In=2900A, 3-pole, Withdrawable ",521826.1649484536]
[104990,"Ex9A40R 3P F 2900","Air Circuit Breaker, frame size A40, Icu=85kA, In=2900A, 3-pole, Fixed ",652887.87628865987]
[104991,"Ex9A40R 3P D/O 3200","Air Circuit Breaker, frame size A40, Icu=85kA, In=3200A, 3-pole, Withdrawable ",727670.97938144323]
[104992,"Ex9A40R 3P F 3200","Air Circuit Breaker, frame size A40, Icu=85kA, In=3200A, 3-pole, Fixed ",755756.4742268041]
[104993,"Ex9A40R 3P D/O 4000","Air Circuit Breaker, frame size A40, Icu=85kA, In=4000A, 3-pole, Withdrawable ",1044659.2268041237]
[104994,"Ex9A40R 3P F 4000","Air Circuit Breaker, frame size A40, Icu=85kA, In=4000A, 3-pole, Fixed ",1083410.7525773197]
[104995,"Ex9A40R 4P D/O 2000","Air Circuit Breaker, frame size A40, Icu=85kA, In=2000A, 4-pole, Withdrawable ",616707.40206185577]
[104996,"Ex9A40R 4P F 2000","Air Circuit Breaker, frame size A40, Icu=85kA, In=2000A, 4-pole, Fixed ",587340.80412371142]
[104997,"Ex9A40R 4P D/O 2500","Air Circuit Breaker, frame size A40, Icu=85kA, In=2500A, 4-pole, Withdrawable ",697362.35051546386]
[104998,"Ex9A40R 4P F 2500","Air Circuit Breaker, frame size A40, Icu=85kA, In=2500A, 4-pole, Fixed ",826168.49484536098]
[104999,"Ex9A40R 4P D/O 2900","Air Circuit Breaker, frame size A40, Icu=85kA, In=2900A, 4-pole, Withdrawable ",719303.26804123714]
[105000,"Ex9A40R 4P F 2900","Air Circuit Breaker, frame size A40, Icu=85kA, In=2900A, 4-pole, Fixed ",840169.22680412373]
[105001,"Ex9A40R 4P D/O 3200","Air Circuit Breaker, frame size A40, Icu=85kA, In=3200A, 4-pole, Withdrawable ",962017.02061855677]
[105002,"Ex9A40R 4P F 3200","Air Circuit Breaker, frame size A40, Icu=85kA, In=3200A, 4-pole, Fixed ",1019933.4948453609]
[105003,"Ex9A40R 4P D/O 4000","Air Circuit Breaker, frame size A40, Icu=85kA, In=4000A, 4-pole, Withdrawable ",1385636.0927835051]
[105004,"Ex9A40R 4P F 4000","Air Circuit Breaker, frame size A40, Icu=85kA, In=4000A, 4-pole, Fixed ",1427720.8453608251]
[105005,"Ex9A40H 3P D/O 2000","Air Circuit Breaker, frame size A40, Icu=100kA, In=2000A, 3-pole, Withdrawable ",521226.15463917545]
[105006,"Ex9A40H 3P F 2000","Air Circuit Breaker, frame size A40, Icu=100kA, In=2000A, 3-pole, Fixed ",496404.59793814423]
[105007,"Ex9A40H 3P D/O 2500","Air Circuit Breaker, frame size A40, Icu=100kA, In=2500A, 3-pole, Withdrawable ",560958.04123711342]
[105008,"Ex9A40H 3P F 2500","Air Circuit Breaker, frame size A40, Icu=100kA, In=2500A, 3-pole, Fixed ",694999.16494845378]
[105009,"Ex9A40H 3P D/O 2900","Air Circuit Breaker, frame size A40, Icu=100kA, In=2900A, 3-pole, Withdrawable ",565337.96907216497]
[105010,"Ex9A40H 3P F 2900","Air Circuit Breaker, frame size A40, Icu=100kA, In=2900A, 3-pole, Fixed ",699040.02061855665]
[105011,"Ex9A40H 3P D/O 3200","Air Circuit Breaker, frame size A40, Icu=100kA, In=3200A, 3-pole, Withdrawable ",751730.36082474224]
[105012,"Ex9A40H 3P F 3200","Air Circuit Breaker, frame size A40, Icu=100kA, In=3200A, 3-pole, Fixed ",781720.55670103093]
[105013,"Ex9A40H 3P D/O 4000","Air Circuit Breaker, frame size A40, Icu=100kA, In=4000A, 3-pole, Withdrawable ",1050909.9484536082]
[105014,"Ex9A40H 3P F 4000","Air Circuit Breaker, frame size A40, Icu=100kA, In=4000A, 3-pole, Fixed ",1092113.1134020621]
[105015,"Ex9A40H 4P D/O 2000","Air Circuit Breaker, frame size A40, Icu=100kA, In=2000A, 4-pole, Withdrawable ",665025.18556701043]
[105016,"Ex9A40H 4P F 2000","Air Circuit Breaker, frame size A40, Icu=100kA, In=2000A, 4-pole, Fixed ",633357.31958762906]
[105017,"Ex9A40H 4P D/O 2500","Air Circuit Breaker, frame size A40, Icu=100kA, In=2500A, 4-pole, Withdrawable ",748880.68041237118]
[105018,"Ex9A40H 4P F 2500","Air Circuit Breaker, frame size A40, Icu=100kA, In=2500A, 4-pole, Fixed ",874968.35051546409]
[105019,"Ex9A40H 4P D/O 2900","Air Circuit Breaker, frame size A40, Icu=100kA, In=2900A, 4-pole, Withdrawable ",763090.75257731962]
[105020,"Ex9A40H 4P F 2900","Air Circuit Breaker, frame size A40, Icu=100kA, In=2900A, 4-pole, Fixed ",879018.05154639168]
[105021,"Ex9A40H 4P D/O 3200","Air Circuit Breaker, frame size A40, Icu=100kA, In=3200A, 4-pole, Withdrawable ",1016725.5773195878]
[105022,"Ex9A40H 4P F 3200","Air Circuit Breaker, frame size A40, Icu=100kA, In=3200A, 4-pole, Fixed ",1069280.2886597938]
[105023,"Ex9A40H 4P D/O 4000","Air Circuit Breaker, frame size A40, Icu=100kA, In=4000A, 4-pole, Withdrawable ",1468344.6391752581]
[105024,"Ex9A40H 4P F 4000","Air Circuit Breaker, frame size A40, Icu=100kA, In=4000A, 4-pole, Fixed ",1494392.7525773197]
[]
["Air Switch Disconnectors Ex9ASD"]
[105063,"Ex9ASD04 3P D/O ","Air Circuit Switch Disconnectors, frame size A16, In=400A, 3-pole, Withdrawable ",133012.11340206183]
[105064,"Ex9ASD04 3P F","Air Circuit Switch Disconnectors, frame size A16, In=400A, 3-pole, Fixed ",108461.8144329897]
[105065,"Ex9ASD06 3P D/O ","Air Circuit Switch Disconnectors, frame size A16, In=600A, 3-pole, Withdrawable ",143937.60824742267]
[105066,"Ex9ASD06 3P F","Air Circuit Switch Disconnectors, frame size A16, In=600A, 3-pole, Fixed ",114170.02061855675]
[105067,"Ex9ASD08 3P D/O","Air Circuit Switch Disconnectors, frame size A16, In=800A, 3-pole, Withdrawable ",155510.28865979379]
[105068,"Ex9ASD08 3P F","Air Circuit Switch Disconnectors, frame size A16, In=800A, 3-pole, Fixed ",125742.70103092787]
[105069,"Ex9ASD10 3P D/O ","Air Circuit Switch Disconnectors, frame size A16, In=1000A, 3-pole, Withdrawable ",162455.37113402068]
[105070,"Ex9ASD10 3P F","Air Circuit Switch Disconnectors, frame size A16, In=1000A, 3-pole, Fixed ",132683.3608247423]
[105071,"Ex9ASD12 3P D/O ","Air Circuit Switch Disconnectors, frame size A16, In=1200A, 3-pole, Withdrawable ",207967.70103092786]
[105072,"Ex9ASD12 3P F","Air Circuit Switch Disconnectors, frame size A16, In=1200A, 3-pole, Fixed ",178198.63917525776]
[105073,"Ex9ASD16 3P D/O ","Air Circuit Switch Disconnectors, frame size A16, In=1600A, 3-pole, Withdrawable ",321878.25773195876]
[105074,"Ex9ASD16 3P F","Air Circuit Switch Disconnectors, frame size A16, In=1600A, 3-pole, Fixed ",295367.23711340205]
[107110,"Ex9ASD16b 3P D/O ","Air Circuit Switch Disconnectors, frame size A32, In=1600A, 3-pole, Withdrawable ",354622.30927835056]
[107111,"Ex9ASD16b 3P F","Air Circuit Switch Disconnectors, frame size A32, In=1600A, 3-pole, Fixed ",349742.61855670111]
[105076,"Ex9ASD20 3P D/O ","Air Circuit Switch Disconnectors, frame size A32, In=2000A, 3-pole, Withdrawable ",460443.78350515466]
[105077,"Ex9ASD20 3P F","Air Circuit Switch Disconnectors, frame size A32, In=2000A, 3-pole, Fixed ",374211.83505154646]
[105078,"Ex9ASD25 3P D/O","Air Circuit Switch Disconnectors, frame size A32, In=2500A, 3-pole, Withdrawable ",529562.90721649502]
[105079,"Ex9ASD25 3P F","Air Circuit Switch Disconnectors, frame size A32, In=2500A, 3-pole, Fixed ",600803.44329896918]
[105080,"Ex9ASD29 3P D/O ","Air Circuit Switch Disconnectors, frame size A32, In=2900A, 3-pole, Withdrawable ",482451.04123711353]
[105081,"Ex9ASD29 3P F","Air Circuit Switch Disconnectors, frame size A32, In=2900A, 3-pole, Fixed ",604017.25773195887]
[105082,"Ex9ASD32 3P D/O","Air Circuit Switch Disconnectors, frame size A32, In=3200A, 3-pole, Withdrawable ",698453.27835051564]
[105083,"Ex9ASD32 3P F","Air Circuit Switch Disconnectors, frame size A32, In=3200A, 3-pole, Fixed ",723408.98969072173]
[105084,"Ex9ASD36 3P D/O ","Air Circuit Switch Disconnectors, frame size A40, In=3600A, 3-pole, Withdrawable ",947417.75257731951]
[105085,"Ex9ASD36 3P F","Air Circuit Switch Disconnectors, frame size A40, In=3600A, 3-pole, Fixed ",973955.30927835091]
[105086,"Ex9ASD40 3P D/O ","Air Circuit Switch Disconnectors, frame size A40, In=4000A, 3-pole, Withdrawable ",1152590.3195876288]
[105087,"Ex9ASD40 3P F","Air Circuit Switch Disconnectors, frame size A40, In=4000A, 3-pole, Fixed ",1131131.4742268045]
[105089,"Ex9ASD04 4P D/O","Air Circuit Switch Disconnectors, frame size A16, In=400A, 4-pole, Withdrawable ",185460.68041237115]
[105090,"Ex9ASD04 4P F","Air Circuit Switch Disconnectors, frame size A16, In=400A, 4-pole, Fixed ",157978.14432989692]
[105091,"Ex9ASD06 4P D/O ","Air Circuit Switch Disconnectors, frame size A16, In=600A, 4-pole, Withdrawable ",200202.94845360823]
[105092,"Ex9ASD06 4P F","Air Circuit Switch Disconnectors, frame size A16, In=600A, 4-pole, Fixed ",166291.30927835056]
[105093,"Ex9ASD08 4P D/O","Air Circuit Switch Disconnectors, frame size A16, In=800A, 4-pole, Withdrawable ",213419.39175257736]
[105094,"Ex9ASD08 4P F","Air Circuit Switch Disconnectors, frame size A16, In=800A, 4-pole, Fixed ",179515.12371134022]
[105095,"Ex9ASD10 4P D/O ","Air Circuit Switch Disconnectors, frame size A16, In=1000A, 4-pole, Withdrawable ",238469.45360824748]
[105096,"Ex9ASD10 4P F","Air Circuit Switch Disconnectors, frame size A16, In=1000A, 4-pole, Fixed ",204565.18556701031]
[105097,"Ex9ASD12 4P D/O ","Air Circuit Switch Disconnectors, frame size A16, In=1200A, 4-pole, Withdrawable ",272566.84536082484]
[105098,"Ex9ASD12 4P F","Air Circuit Switch Disconnectors, frame size A16, In=1200A, 4-pole, Fixed ",238655.20618556702]
[105099,"Ex9ASD16 4P D/O ","Air Circuit Switch Disconnectors, frame size A16, In=1600A, 4-pole, Withdrawable ",415897.07216494851]
[105100,"Ex9ASD16 4P F","Air Circuit Switch Disconnectors, frame size A16, In=1600A, 4-pole, Fixed ",381991.32989690726]
[107112,"Ex9ASD16b 4P D/O ","Air Circuit Switch Disconnectors, frame size A32, In=1600A, 4-pole, Withdrawable ",556589.90721649479]
[107113,"Ex9ASD16b 4P F","Air Circuit Switch Disconnectors, frame size A32, In=1600A, 4-pole, Fixed ",458146.93814432999]
[105102,"Ex9ASD20 4P D/O ","Air Circuit Switch Disconnectors, frame size A32, In=2000A, 4-pole, Withdrawable ",682867.75257731962]
[105103,"Ex9ASD20 4P F","Air Circuit Switch Disconnectors, frame size A32, In=2000A, 4-pole, Fixed ",533314.81443298969]
[105104,"Ex9ASD25 4P D/O","Air Circuit Switch Disconnectors, frame size A32, In=2500A, 4-pole, Withdrawable ",947404.4845360826]
[105105,"Ex9ASD25 4P F","Air Circuit Switch Disconnectors, frame size A32, In=2500A, 4-pole, Fixed ",768268.23711340223]
[105106,"Ex9ASD29 4P D/O ","Air Circuit Switch Disconnectors, frame size A32, In=2900A, 4-pole, Withdrawable ",900323.57731958781]
[105107,"Ex9ASD29 4P F","Air Circuit Switch Disconnectors, frame size A32, In=2900A, 4-pole, Fixed ",777377.4845360826]
[105108,"Ex9ASD32 4P D/O","Air Circuit Switch Disconnectors, frame size A32, In=3200A, 4-pole, Withdrawable ",1209810.9587628867]
[105109,"Ex9ASD32 4P F","Air Circuit Switch Disconnectors, frame size A32, In=3200A, 4-pole, Fixed ",959450.39175257739]
[105110,"Ex9ASD36 4P D/O ","Air Circuit Switch Disconnectors, frame size A40, In=3600A, 4-pole, Withdrawable ",1677089.2577319588]
[105111,"Ex9ASD36 4P F","Air Circuit Switch Disconnectors, frame size A40, In=3600A, 4-pole, Fixed ",1295608.0103092785]
[105112,"Ex9ASD40 4P D/O ","Air Circuit Switch Disconnectors, frame size A40, In=4000A, 4-pole, Withdrawable ",1415607.1237113404]
[105113,"Ex9ASD40 4P F","Air Circuit Switch Disconnectors, frame size A40, In=4000A, 4-pole, Fixed ",1386606.1340206186]
[]
["Accessories for Air Circuit Breakers Ex9A and Air Switch Disconnectors Ex9ASD"]
[105115,"+XF 11 AC220-240V","Closing release for Ex9A, 220-240 V AC, Premounted ",15054.804123711341]
[105116,"+XF 11 AC380-415V","Closing release for Ex9A, 380-400 V AC, Premounted ",15054.804123711341]
[105117,"+XF 11 DC110V","Closing release for Ex9A, 110 V DC, Premounted ",15054.804123711341]
[105118,"+XF 11 DC220V","Closing release for Ex9A, 220 V DC, Premounted ",15054.804123711341]
[105799,"+XF 11 DC24V","Closing release for Ex9A, 24 V DC, Premounted ",15054.804123711341]
[105800,"+XF 11 DC48V","Closing release for Ex9A, 48 V DC, Premounted ",15054.804123711341]
[105231,"XF 11 AC220-240V","Closing release for Ex9A, 220-240 V AC, Separately orderable ",25343.607216494849]
[105232,"XF 11 AC380-415V","Closing release for Ex9A, 380-400 V AC, Separately orderable ",25343.607216494849]
[105233,"XF 11 DC110V","Closing release for Ex9A, 110 V DC, Separately orderable ",25343.607216494849]
[105234,"XF 11 DC220V","Closing release for Ex9A, 220 V DC, Separately orderable ",25343.607216494849]
[105801,"XF 11 DC24V","Closing release for Ex9A, 24 V DC, Separately orderable ",25343.607216494849]
[105802,"XF 11 DC48V","Closing release for Ex9A, 48 V DC, Separately orderable ",25343.607216494849]
[105119,"+SHT 11 AC220-240V","Shunt trip release for Ex9A, 220-240 V AC, Premounted ",15054.804123711341]
[105120,"+SHT 11 AC380-415V","Shunt trip release for Ex9A, 380-415 V AC, Premounted ",15054.804123711341]
[105121,"+SHT 11 DC110V","Shunt trip release for Ex9A, 110 V DC, Premounted ",15054.804123711341]
[105122,"+SHT 11 DC220V","Shunt trip release for Ex9A, 220 V DC, Premounted ",15054.804123711341]
[105123,"+SHT 11 AC220-240V D","Second shunt trip release for Ex9A, 220-240 V AC, Premounted ",15054.804123711341]
[105124,"+SHT 11 AC380-415V D","Second shunt trip release for Ex9A, 380-415 V AC, Premounted ",15054.804123711341]
[105125,"+SHT 11 DC110V D","Second shunt trip release for Ex9A, 110 V DC, Premounted ",15054.804123711341]
[105126,"+SHT 11 DC220V D","Second shunt trip release for Ex9A, 220 V DC, Premounted ",15054.804123711341]
[105803,"+SHT 11 DC24V","Shunt trip release for Ex9A, 24 V DC, Premounted ",15054.804123711341]
[105804,"+SHT 11 DC48V","Shunt trip release for Ex9A, 48 V DC, Premounted ",15054.804123711341]
[105807,"+SHT 11 DC24V D","Second shunt trip release for Ex9A, 24 V DC, Premounted ",15054.804123711341]
[105808,"+SHT 11 DC48V D","Second shunt trip release for Ex9A, 48 V DC, Premounted ",15054.804123711341]
[105235,"SHT 11 AC220-240V","Shunt trip release for Ex9A, 220-240 V AC, Separately orderable ",25573.720618556701]
[105236,"SHT 11 AC380-415V","Shunt trip release for Ex9A, 380-415 V AC, Separately orderable ",25573.720618556701]
[105237,"SHT 11 DC110V","Shunt trip release for Ex9A, 110 V DC, Separately orderable ",25573.720618556701]
[105238,"SHT 11 DC220V","Shunt trip release for Ex9A, 220 V DC, Separately orderable ",25573.720618556701]
[105805,"SHT 11 DC24V","Shunt trip release for Ex9A, 24 V DC, Separately orderable ",25573.720618556701]
[105806,"SHT 11 DC48V","Shunt trip release for Ex9A, 48 V DC, Separately orderable ",25573.720618556701]
[105127,"+UVT 11 AC220-240V UD","Undervoltage release for frame size A16/32/40, undelayed, 220-240 V AC, Premounted ",15054.804123711341]
[105128,"+UVT 11 AC380-415V UD","Undervoltage release for frame size A16/32/40, undelayed, 380-415 V AC, Premounted ",15054.804123711341]
[105129,"+UVT 11 AC220-240V D1","Undervoltage release for frame size A16/32/40, 1s delay, 220-240 V AC, Premounted ",42801.226804123718]
[105130,"+UVT 11 AC380-415V D1","Undervoltage release for frame size A16/32/40, 1s delay, 380-415 V AC, Premounted ",42801.226804123718]
[105131,"+UVT 11 AC220-240V D3","Undervoltage release for frame size A16/32/40, 3s delay, 220-240 V AC, Premounted ",42801.226804123718]
[105132,"+UVT 11 AC380-415V D3","Undervoltage release for frame size A16/32/40, 3s delay, 380-415 V AC, Premounted ",42801.226804123718]
[105133,"+UVT 11 AC220-240V D5","Undervoltage release for frame size A16/32/40, 5s delay, 220-240 V AC, Premounted ",42801.226804123718]
[105134,"+UVT 11 AC380-415V D5","Undervoltage release for frame size A16/32/40, 5s delay, 380-415 V AC, Premounted ",42801.226804123718]
[105239,"UVT AC220-240V UD","Undervoltage release for frame size A16/32/40, undelayed, 220-240 V AC, Separately orderable ",24882.02680412371]
[105240,"UVT AC380-415V UD","Undervoltage release for frame size A16/32/40, undelayed, 380-415 V AC, Separately orderable ",24882.02680412371]
[105241,"UVT AC220-240V D1","Undervoltage release for frame size A16/32/40, 1s delay, 220-240 V AC, Separately orderable ",70738.213402061869]
[105242,"UVT AC380-415V D1","Undervoltage release for frame size A16/32/40, 1s delay, 380-415 V AC, Separately orderable ",70738.213402061869]
[105243,"UVT AC220-240V D3","Undervoltage release for frame size A16/32/40, 3s delay, 220-240 V AC, Separately orderable ",70738.213402061869]
[105244,"UVT AC380-415V D3","Undervoltage release for frame size A16/32/40, 3s delay, 380-415 V AC, Separately orderable ",70738.213402061869]
[105245,"UVT AC220-240V D5","Undervoltage release for frame size A16/32/40, 5s delay, 220-240 V AC, Separately orderable ",70738.213402061869]
[105246,"UVT AC380-415V D5","Undervoltage release for frame size A16/32/40, 5s delay, 380-415 V AC, Separately orderable ",70738.213402061869]
[105135,"+VCP","Vertically mounted main terminals",151.8453608247423]
[105139,"+CAS 11 3P 630","Cassete for frame size A16, In=630A, 3-pole, Premounted ",74560.494845360823]
[105140,"+CAS 11 3P 1600","Cassete for frame size A16, In=1600A, 3-pole, Premounted ",74560.494845360823]
[105141,"+CAS 11 4P 630","Cassete for frame size A16, In=630A, 4-pole, Premounted ",94635.041237113415]
[105142,"+CAS 11 4P 1600","Cassete for frame size A16, In=1600A, 4-pole, Premounted ",94635.041237113415]
[105157,"CAS 11 3P 630","Cassete for frame size A16, In=630A, 3-pole, Separately orderable ",120125.89690721653]
[105158,"CAS 11 3P 1600","Cassete for frame size A16, In=1600A, 3-pole, Separately orderable ",117728.80412371135]
[105159,"CAS 11 4P 630","Cassete for frame size A16, In=630A, 4-pole, Separately orderable ",152869.94845360826]
[105160,"CAS 11 4P 1600","Cassete for frame size A16, In=1600A, 4-pole, Separately orderable ",148711.15463917528]
[105136,"+MD 11 AC230/DC220","Motor operator for frame size A16, 230 V AC/ 220V DC, Premounted ",58747.938144329899]
[105137,"+MD 11 AC380-415V","Motor operator for frame size A16, 380-415 V AC, Premounted ",58747.938144329899]
[105138,"+MD 11 DC110V","Motor operator for frame size A16, 110 V DC, Premounted ",58747.938144329899]
[105817,"+MD 11 DC24V","Motor operator for frame size A16, 24 V DC, Premounted ",58747.938144329899]
[105818,"+MD 11 DC48V","Motor operator for frame size A16, 48 V DC, Premounted ",58747.938144329899]
[105161,"MD 11 AC230/DC220","Motor operator for frame size A16, 230 V AC/ 220V DC, Separately orderable ",88522.89690721652]
[105162,"MD 11 AC380-415V","Motor operator for frame size A16, 380-415 V AC, Separately orderable ",88522.89690721652]
[105225,"MD 11 DC110V","Motor operator for frame size A16, 110 V DC, Separately orderable ",81280.114432989707]
[105826,"MD 11 DC24V","Motor operator for frame size A16, 24 V DC, Separately orderable ",81280.114432989707]
[105827,"MD 11 DC48V","Motor operator for frame size A16, 48 V DC, Separately orderable ",81280.114432989707]
[105143,"+VBP 11","Pushbuttons lock device for frame size A16, Premounted ",6014.8453608247419]
[105145,"+AX 11 44","Auxiliary contacts for frame size A16, Premounted ",8795.2371134020614]
[105146,"+AX 11 66","Auxiliary contacts for frame size A16, Premounted ",11727.474226804125]
[105154,"AX 11 44","Auxiliary contacts for frame size A16, Separately orderable  ",13742.742268041238]
[105155,"AX 11 66","Auxiliary contacts for frame size A16, Separately orderable  ",14658.237113402067]
[105147,"+KLK 11 1L1K","OFF position keylock for frame size A16, 1 lock, 1 key",19066.17525773196]
[105148,"+KLK 11 2L1K","OFF position keylock for frame size A16, 2 locks, 1 key",19066.17525773196]
[105149,"+KLK 11 3L2K","OFF position keylock for frame size A16, 3 locks, 2 keys",19066.17525773196]
[105267,"VPEC 11","Door interlock for withdrawable version, for frame size A16",17554.945360824742]
[105251,"RCP 11 3P 400-630A","Rear connection plates, for frame size A16, In=400-630A, 3-pole, Separately orderable ",26331.741237113401]
[105252,"RCP 11 3P 800-1600A","Rear connection plates, for frame size A16, In=800-1600A, 3-pole, Separately orderable ",27062.689690721647]
[105253,"RCP 11 4P 400-630A","Rear connection plates, for frame size A16, In=400-630A, 4-pole, Separately orderable ",35108.537113402068]
[105254,"RCP 11 4P 800-1600A","Rear connection plates, for frame size A16, In=800-1600A, 4-pole, Separately orderable ",35839.485567010306]
[105150,"+TEX 11 3P 400-630A","Connection terminals with spreaders, for frame size A16, In=400-630A, 3-pole, Premounted ",21822.979381443303]
[105151,"+TEX 11 3P 800-1600A","Connection terminals with spreaders, for frame size A16, In=800-1600A, 3-pole, Premounted ",21822.979381443303]
[105152,"+TEX 11 4P 400-630A","Connection terminals with spreaders, for frame size A16, In=400-630A, 4-pole, Premounted ",27724.309278350513]
[105153,"+TEX 11 4P 800-1600A","Connection terminals with spreaders, for frame size A16, In=800-1600A, 4-pole, Premounted ",27724.309278350513]
[105255,"TEX 11 3P 400-630A","Connection terminals with spreaders, for frame size A16, In=400-630A, 3-pole, Separately orderable  ",31826.037113402061]
[105256,"TEX 11 3P 800-1600A","Connection terminals with spreaders, for frame size A16, In=800-1600A, 3-pole, Separately orderable  ",32413.503092783507]
[105257,"TEX 11 4P 400-630A","Connection terminals with spreaders, for frame size A16, In=400-630A, 4-pole, Separately orderable  ",49214.488659793817]
[105258,"TEX 11 4P 800-1600A","Connection terminals with spreaders, for frame size A16, In=800-1600A, 4-pole, Separately orderable  ",50910.559793814442]
[105156,"+EF 11","Position indicator for frame size A16, Premonted ",7842.8865979381462]
[105163,"+CDM 11","Operation counter for frame size A16, Premounted ",34141.618556701033]
[105268,"IN 11 400A","Rating plug for frame size A16, In=400A, Separately orderable ",10938.508247422682]
[105269,"IN 11 630A","Rating plug for frame size A16/25, In=630A, Separately orderable ",10938.508247422682]
[105270,"IN 11 800A","Rating plug for frame size A16/25, In=800A, Separately orderable ",10938.508247422682]
[105271,"IN 11 1000A","Rating plug for frame size A16/25, In=1000A, Separately orderable ",12307.006185567012]
[105272,"IN 11 1250A","Rating plug for frame size A16/25, In=1250A, Separately orderable ",12307.006185567012]
[105247,"DDP 11","Doorframe for withdrawable version,for frame size A16,  Separately orderable ",8460.0515463917527]
[105248,"CDP 11 ","Doorframe for fixed version, for frame size A16, Separately orderable ",8460.0515463917527]
[105249,"DPS 11 3P","Phase barriers for withdrawable version, for frame size A16, 3-pole, Separately orderable ",8776.795876288661]
[105250,"DPS 11 4P","Phase barriers for withdrawable version, for frame size A16, 4-pole, Separately orderable ",8776.795876288661]
[105259,"PHS 11 3P","Phase barriers for fixed version, for frame size A16, 3-pole, Separately orderable ",8950.5938144329921]
[105260,"PHS 11 4P","Phase barriers for fixed version, for frame size A16, 4-pole, Separately orderable ",8950.5938144329921]
[105857,"NEC 11 800A","Current sensor for neutral conductor, for frame size A16, In=800A ",31331.742268041238]
[105266,"NEC 11 1600A","Current sensor for neutral conductor, for frame size A16, In=1600A ",30282.923711340212]
[105261,"IPA 11F 2-2","Mechanical interlock for frame size A16, for fixed version, for 2 devices",76616.934020618559]
[105262,"IPA 11D/O 2-2","Mechanical interlock for frame size A16, for withdrawable version, for 2 devices",76616.934020618559]
[105170,"+CAS 12 3P 2500","Cassete for frame size A32, In=2500A, 3-pole, Premounted ",148161.26804123711]
[105171,"+CAS 12 3P 3200","Cassete for frame size A32, In=3200A, 3-pole, Premounted ",201852.6082474227]
[105172,"+CAS 12 4P 2500","Cassete for frame size A32, In=2500A, 4-pole, Premounted ",201520.90721649484]
[105173,"+CAS 12 4P 3200","Cassete for frame size A32, In=3200A, 4-pole, Premounted ",274518.72164948453]
[105181,"CAS 12 3P 2500","Cassete for frame size A32, In=2500A, 3-pole, Separately orderable ",237058.61855670105]
[105182,"CAS 12 3P 3200","Cassete for frame size A32, In=3200A, 3-pole, Separately orderable ",320589.78350515466]
[105193,"CAS 12 4P 2500","Cassete for frame size A32, In=2500A, 4-pole, Separately orderable ",299579.22371134028]
[105194,"CAS 12 4P 3200","Cassete for frame size A32, In=3200A, 4-pole, Separately orderable ",399091.08762886602]
[105174,"+MD 12 AC230/DC220V","Motor operator for frame size A32/40, 230 V AC/ 220V DC, Premounted ",64165.721649484549]
[105175,"+MD 12 AC380-415V","Motor operator for frame size A32/40, 380-415 V AC, Premounted ",64165.721649484549]
[105176,"+MD 12 DC110V","Motor operator for frame size A32/40, 110 V DC, Premounted ",64165.721649484549]
[105824,"+MD 12 DC24V","Motor operator for frame size A32/40, 24 V DC, Premounted ",64165.721649484549]
[105825,"+MD 12 DC48V","Motor operator for frame size A32/40, 48 V DC, Premounted ",64165.721649484549]
[105195,"MD 12 AC230/DC220V","Motor operator for frame size A32/40, 230 V AC/ 220V DC, Separately orderable ",87577.10000000002]
[105196,"MD 12 AC380-415V","Motor operator for frame size A32/40, 380-415 V AC, Separately orderable ",87577.10000000002]
[105833,"MD 12 DC24V","Motor operator for frame size A32/40, 24 V DC, Separately orderable ",87577.10000000002]
[105834,"MD 12 DC48V","Motor operator for frame size A32/40, 48 V DC, Separately orderable ",87577.10000000002]
[105197,"MD 12 DC110V","Motor operator for frame size A32/40, 110 V DC, Separately orderable ",87577.10000000002]
[105178,"+AX 12 22","Auxiliary contacts for frame size A25/32/40, Premounted ",6595.6907216494856]
[105179,"+AX 12 44","Auxiliary contacts for frame size A25/32/40, Premounted ",14907.381443298971]
[105180,"+AX 12 66","Auxiliary contacts for frame size A25/32/40, Premounted ",34455.628865979386]
[105206,"AX 12 22","Auxiliary contacts for frame size A25/32/40, Separately orderable  ",8882.3773195876311]
[105207,"AX 12 44","Auxiliary contacts for frame size A25/32/40, Separately orderable  ",22812.359793814438]
[105208,"AX 12 66","Auxiliary contacts for frame size A25/32/40, Separately orderable  ",59055.220618556705]
[105280,"RCP 12 3P 1600-2500A","Rear connection plates, for frame size A32/40, In=1600-2500A, 3-pole, Separately orderable ",25710.435051546392]
[105281,"RCP 12 3P 2900-3200A","Rear connection plates, for frame size A32/40, In=2900-3200A, 3-pole, Horizontally mounted, Separately orderable ",25710.435051546392]
[106772,"RCPV 12 3P 2900-3200A","Rear connection plates, for frame size A32/40, In=2900-3200A, 3-pole, Vertically mounted, Separately orderable ",28001.463917525776]
[105282,"RCP 12 4P 1600-2500A","Rear connection plates, for frame size A32/40, In=1600-2500A, 4-pole, Separately orderable ",31953.276288659796]
[105283,"RCP 12 4P 2900-3200A","Rear connection plates, for frame size A32/40, In=2900-3200A, 4-pole, Horizontally mounted, Separately orderable ",31953.276288659796]
[106773,"RCPV 12 4P 2900-3200A","Rear connection plates, for frame size A32/40, In=2900-3200A, 4-pole, Vertically mounted, Separately orderable ",34800.597938144332]
[105189,"+KLK 12 1L1K","OFF position keylock for frame size A25/32/40, 1 lock, 1 key",19066.17525773196]
[105190,"+KLK 12 2L1K","OFF position keylock for frame size A25/32/40, 2 locks, 1 key",19066.17525773196]
[105191,"+KLK 12 3L2K","OFF position keylock for frame size A25/32/40, 3 locks, 2 keys",19066.17525773196]
[105177,"+VBP 12","Pushbuttons lock device for frame size A25/32/40, Premounted ",6014.8453608247419]
[105295,"VPEC 12","Door interlock for withdrawable, for frame size A32/40",17554.945360824742]
[105192,"+EF 12","Position indicator for frame size A25/32/40, Premonted ",12303.896907216495]
[105198,"+CDM 12","Operation counter for frame size A25/32/40, Premounted ",34141.618556701033]
[105296,"IN 12 1600A","Rating plug for frame size A25/32/40, In=1600A, Separately orderable ",10938.508247422682]
[105297,"IN 12 2000A","Rating plug for frame size A25/32/40, In=2000A, Separately orderable ",10938.508247422682]
[105298,"IN 12 2500A","Rating plug for frame size A32/40, In=2500A, Separately orderable ",12307.006185567012]
[105299,"IN 12 2900A","Rating plug for frame size A32/40, In=2900A, Separately orderable ",12307.006185567012]
[105300,"IN 12 3200A","Rating plug for frame size A32/40, In=3200A, Separately orderable ",13674.15051546392]
[105274,"DDP 12 ","Doorframe for withdrawable version,for frame size A32/40,  Separately orderable ",9947.6670103092802]
[105275,"CDP 12 ","Doorframe for fixed version, for frame size A32/40, Separately orderable ",9947.6670103092802]
[105276,"DPS 12 3P","Phase barriers for withdrawable version, for frame size A25/32, 3-pole, Separately orderable ",5851.648453608248]
[105277,"DPS 12 4P","Phase barriers for withdrawable version, for frame size A25/32, 4-pole, Separately orderable ",8776.795876288661]
[105278,"PHS 12 3P","Phase barriers for fixed version, for frame size A25/32, 3-pole, Separately orderable ",5967.5226804123713]
[105279,"PHS 12 4P","Phase barriers for fixed version, for frame size A25/32, 4-pole, Separately orderable ",8950.5938144329921]
[105204,"+CAS 13 3P 4000","Cassete for frame size A40, In=4000A, 3-pole, Premounted ",237195.72164948459]
[105205,"+CAS 13 4P 4000","Cassete for frame size A40, In=4000A, 4-pole, Premounted ",322631.58762886602]
[107008,"CAS 13 3P 4000","Cassete for frame size A40, In=4000A, 3-pole, Separately orderable ",352609.53402061865]
[107009,"CAS 13 4P 4000","Cassete for frame size A40, In=4000A, 4-pole, Separately orderable ",469890.21340206184]
[105307,"RCP 13 4P 3200-4000A","Rear connection plates, for frame size A40, In=3200-4000A, 4-pole, Horizontally mounted, Separately orderable ",43885.332989690723]
[106774,"RCPV 13 4P 3200-4000A","Rear connection plates, for frame size A40, In=3200-4000A, 4-pole, Vertically mounted, Separately orderable ",47795.907216494852]
[105308,"RCP 13 3P 3200-4000A","Rear connection plates, for frame size A40, In=3200-4000A, 3-pole, Horizontally mounted, Separately orderable ",32914.3381443299]
[106775,"RCPV 13 3P 3200-4000A","Rear connection plates, for frame size A40, In=3200-4000A, 3-pole, Vertically mounted, Separately orderable ",35847.298969072166]
[105302,"DPS 13 3P","Phase barriers for withdrawable version, for frame size A40, 3-pole, Separately orderable ",3657.4494845360823]
[105303,"DPS 13 4P","Phase barriers for withdrawable version, for frame size A40, 4-pole, Separately orderable ",4388.3979381443305]
[105304,"PHS 13 3P","Phase barriers for fixed version, for frame size A40, 3-pole, Separately orderable ",3533.8556701030925]
[105305,"PHS 13 4P","Phase barriers for fixed version, for frame size A40, 4-pole, Separately orderable ",4475.296907216496]
[105306,"NEC 13 4000A","Current sensor for neutral conductor, for frame size A32/40, In=4000A",37259.420618556702]
[105292,"IPA 12F 2-2","Mechanical interlock for frame size A32/40 fixed, for 2 devices",76616.934020618559]
[105293,"IPA 12D/O 2-2","Mechanical interlock for frame size A32/40 withdrawable, for 2 devices",76616.934020618559]
[105061,"+COM MODBUS","ModBus communicatoin function for tripping units ",53769.474226804145]
[105062,"LEC 11","Earth-leakage current transformer",58038.835051546404]
[107109,"+ZSI","ZSI function for tripping units ",18603.268041237116]
[105731,"+DO2","Programmable digital outputs DO for SU type SUx0.x with +ZSI",12732.896907216495]
[105732,"+DO4","Programmable digital outputs DO for SU type SUx0.x without +ZSI",21236.237113402065]
[105734,"+VM3P4W","Tripping unit configuration for measuring by 3P ACB in 4wire system",467.32989690721661]
[null,null,null,0]
["Panel mounted control devices Ex9P1",null,null,0]
[105578,"Ex9P1 1NO","Kontaktni blok za Ex9P1, 1NO kontakt",166.49381443298967]
[105579,"Ex9P1 1NC","Kontaktni blok za Ex9P1, 1NC kontakt",166.49381443298967]
[105580,"Ex9P1 MC","Deo za kontrolu srednjeg kontakta, pogodno za osvetljeni tip Ex9P1 F/R/M glave",46.69948453608248]
[105581,"Ex9P1 LEDw 6V AC/DC","LED jedinica za Ex9P1, bela, 6V AC/DC",322.83556701030926]
[105582,"Ex9P1 LEDw 12V AC/DC","LED jedinica za Ex9P1, bela, 12V AC/DC",322.83556701030926]
[105583,"Ex9P1 LEDw 24V AC/DC","LED jedinica za Ex9P1, bela, 24V AC/DC",322.83556701030926]
[105584,"Ex9P1 LEDw 36V AC/DC","LED jedinica za Ex9P1, bela, 36V AC/DC",322.83556701030926]
[105585,"Ex9P1 LEDw 110V-230V AC","LED jedinica za Ex9P1, bela, 110V-230V AC",603.03247422680408]
[105587,"Ex9P1 LEDr 6V AC/DC","LED jedinica za Ex9P1, crvena, 6V AC/DC",294.40979381443299]
[105588,"Ex9P1 LEDr 12V AC/DC","LED jedinica za Ex9P1, crvena, 12V AC/DC",294.40979381443299]
[105589,"Ex9P1 LEDr 24V AC/DC","LED jedinica za Ex9P1, crvena, 24V AC/DC",294.40979381443299]
[105590,"Ex9P1 LEDr 36V AC/DC","LED jedinica za Ex9P1, crvena, 36V AC/DC",294.40979381443299]
[105591,"Ex9P1 LEDr 110V-230V AC","LED jedinica za Ex9P1, crvena, 110V-230V AC",568.51546391752572]
[105593,"Ex9P1 LEDg 6V AC/DC","LED jedinica za Ex9P1, zelena, 6V AC/DC",339.07886597938136]
[105594,"Ex9P1 LEDg 12V AC/DC","LED jedinica za Ex9P1, zelena, 12V AC/DC",339.07886597938136]
[105595,"Ex9P1 LEDg 24V AC/DC","LED jedinica za Ex9P1, zelena, 24V AC/DC",339.07886597938136]
[105596,"Ex9P1 LEDg 36V AC/DC","LED jedinica za Ex9P1, zelena, 36V AC/DC",339.07886597938136]
[105597,"Ex9P1 LEDg 110V-230V AC","LED jedinica za Ex9P1, zelena, 110V-230V AC",570.54587628865977]
[105599,"Ex9P1 LEDy 6V AC/DC","LED jedinica za Ex9P1, žuta, 6V AC/DC",298.47061855670103]
[105600,"Ex9P1 LEDy 12V AC/DC","LED jedinica za Ex9P1, žuta, 12V AC/DC",298.47061855670103]
[105601,"Ex9P1 LEDy 24V AC/DC","LED jedinica za Ex9P1, žuta, 24V AC/DC",298.47061855670103]
[105602,"Ex9P1 LEDy 36V AC/DC","LED jedinica za Ex9P1, žuta, 36V AC/DC",298.47061855670103]
[105603,"Ex9P1 LEDy 110V-230V AC","LED jedinica za Ex9P1, žuta, 110V-230V AC",629.42783505154637]
[105605,"Ex9P1 LEDb 6V AC/DC","LED jedinica za Ex9P1, plava, 6V AC/DC",322.83556701030926]
[105606,"Ex9P1 LEDb 12V AC/DC","LED jedinica za Ex9P1, plava, 12V AC/DC",322.83556701030926]
[105607,"Ex9P1 LEDb 24V AC/DC","LED jedinica za Ex9P1, plava, 24V AC/DC",322.83556701030926]
[105608,"Ex9P1 LEDb 36V AC/DC","LED jedinica za Ex9P1, plava, 36V AC/DC",322.83556701030926]
[105609,"Ex9P1 LEDb 110V-230V AC","LED jedinica za Ex9P1, plava, 110V-230V AC",603.03247422680408]
[105611,"Ex9P1 B3","Nosač za glavu i 3 funkcionalne jedinice za Ex9P1, skrivena montaža",30.456185567010309]
[105612,"Ex9P1 F w","Ravna glava tastera, trenutni odziv, bez štampe, bela",194.91958762886597]
[105613,"Ex9P1 F k","Ravna glava tastera, trenutni odziv, bez štampe, crna",194.91958762886597]
[105614,"Ex9P1 F g","Ravna glava tastera, trenutni odziv, bez štampe, zelena",194.91958762886597]
[105615,"Ex9P1 F r","Ravna glava tastera, trenutni odziv, bez štampe, crvena",194.91958762886597]
[105616,"Ex9P1 F y","Ravna glava tastera, trenutni odziv, bez štampe, žuta",194.91958762886597]
[105617,"Ex9P1 F b","Ravna glava tastera, trenutni odziv, bez štampe, plava",194.91958762886597]
[105618,"Ex9P1 FI w","Ravna glava tastera, trenutni odziv, bez štampe, moguće osvetljenje, bela",186.79793814432992]
[105619,"Ex9P1 FI g","Ravna glava tastera, trenutni odziv, bez štampe, moguće osvetljenje, zelena",186.79793814432992]
[105620,"Ex9P1 FI r","Ravna glava tastera, trenutni odziv, bez štampe, moguće osvetljenje, crvena",186.79793814432992]
[105621,"Ex9P1 FI y","Ravna glava tastera, trenutni odziv, bez štampe, moguće osvetljenje, žuta",186.79793814432992]
[105622,"Ex9P1 FI b","Ravna glava tastera, trenutni odziv, bez štampe, moguće osvetljenje, plava",186.79793814432992]
[105623,"Ex9P1 R w","Ispupčena glava tastera, trenutni odziv, bez štampe, bela",201.01082474226803]
[105624,"Ex9P1 R k","Ispupčena glava tastera, trenutni odziv, bez štampe, crna",201.01082474226803]
[105625,"Ex9P1 R g","Ispupčena glava tastera, trenutni odziv, bez štampe, zelena",201.01082474226803]
[105626,"Ex9P1 R r","Ispupčena glava tastera, trenutni odziv, bez štampe, crvena",201.01082474226803]
[105627,"Ex9P1 R y","Ispupčena glava tastera, trenutni odziv, bez štampe, žuta",201.01082474226803]
[105628,"Ex9P1 R b","Ispupčena glava tastera, trenutni odziv, bez štampe, plava",201.01082474226803]
[105629,"Ex9P1 RI w","Ispupčena glava tastera, trenutni odziv, bez štampe, moguće osvetljenje, bela",192.88917525773195]
[105630,"Ex9P1 RI g","Ispupčena glava tastera, trenutni odziv, bez štampe, moguće osvetljenje, zelena",192.88917525773195]
[105631,"Ex9P1 RI r","Ispupčena glava tastera, trenutni odziv, bez štampe, moguće osvetljenje, crvena",192.88917525773195]
[105632,"Ex9P1 RI y","Ispupčena glava tastera, trenutni odziv, bez štampe, moguće osvetljenje, žuta",192.88917525773195]
[105633,"Ex9P1 RI b","Ispupčena glava tastera, trenutni odziv, bez štampe, moguće osvetljenje, plava",192.88917525773195]
[105634,"Ex9P1 M w","Glava pečurke, 40mm, trenutni odziv, bela",217.25412371134024]
[105635,"Ex9P1 M k","Glava pečurke, 40mm, trenutni odziv, crna",217.25412371134024]
[105636,"Ex9P1 M g","Glava pečurke, 40mm, trenutni odziv, zelena",217.25412371134024]
[105637,"Ex9P1 M r","Glava pečurke, 40mm, trenutni odziv, crvena",217.25412371134024]
[105638,"Ex9P1 M y","Glava pečurke, 40mm, trenutni odziv, žuta",217.25412371134024]
[105639,"Ex9P1 M b","Glava pečurke, 40mm, trenutni odziv, plava",217.25412371134024]
[105640,"Ex9P1 MI w","Glava pečurke, 40mm, trenutni odziv, mogućnost osvetljenja, bela",207.10206185567012]
[105641,"Ex9P1 MI g","Glava pečurke, 40mm, trenutni odziv, mogućnost osvetljenja, zelena",207.10206185567012]
[105642,"Ex9P1 MI r","Glava pečurke, 40mm, trenutni odziv, mogućnost osvetljenja, crvena",207.10206185567012]
[105643,"Ex9P1 MI y","Glava pečurke, 40mm, trenutni odziv, mogućnost osvetljenja, žuta",207.10206185567012]
[105644,"Ex9P1 MI b","Glava pečurke, 40mm, trenutni odziv, mogućnost osvetljenja, plava",207.10206185567012]
[105645,"Ex9P1 M6 w","Glava pečurke, 60mm, trenutni odziv, bez štampe, bela",251.77113402061852]
[105646,"Ex9P1 M6 k","Glava pečurke, 60mm, trenutni odziv, bez štampe, crna",251.77113402061852]
[105647,"Ex9P1 M6 g","Glava pečurke, 60mm, trenutni odziv, bez štampe, zelena",245.67989690721649]
[105648,"Ex9P1 M6 r","Glava pečurke, 60mm, trenutni odziv, bez štampe, crvena",245.67989690721649]
[105649,"Ex9P1 M6 y","Glava pečurke, 60mm, trenutni odziv, bez štampe, žuta",249.7407216494845]
[105650,"Ex9P1 M6 b","Glava pečurke, 60mm, trenutni odziv, bez štampe, plava",251.77113402061852]
[105651,"Ex9P1 M6I w","Glava pečurke, 60mm, trenutni odziv, bez štampe, mogućnost osvetljenja, bela",239.58865979381443]
[105652,"Ex9P1 M6I g","Glava pečurke, 60mm, trenutni odziv, bez štampe, mogućnost osvetljenja, zelena",239.58865979381443]
[105653,"Ex9P1 M6I r","Glava pečurke, 60mm, trenutni odziv, bez štampe, mogućnost osvetljenja, crvena",235.52783505154639]
[105654,"Ex9P1 M6I y","Glava pečurke, 60mm, trenutni odziv, bez štampe, mogućnost osvetljenja, žuta",239.58865979381443]
[105655,"Ex9P1 M6I b","Glava pečurke, 60mm, trenutni odziv, bez štampe, mogućnost osvetljenja, plava",239.58865979381443]
[105656,"Ex9P1 H r","Glava pečurke SVE STOP, 40 mm, trajni odziv, crvena",268.01443298969076]
[105657,"Ex9P1 H6 r","Glava pečurke SVE STOP, 60 mm, trajni odziv, crvena",280.19690721649488]
[105658,"Ex9P1 D gr","Glava dvobojnog tastera, trajni odziv, bez štampe, zelena+crvena",176.64587628865979]
[105659,"Ex9P1 DI gr","Glava dvobojnog tastera, trajni odziv, bez štampe, mogučnost osvetljenja, zelena+crvena",182.73711340206188]
[105660,"Ex9P1 PI w","Glava signalne sijalice, ravna, bez štampe, bela",172.58505154639175]
[105661,"Ex9P1 PI g","Glava signalne sijalice, ravna, bez štampe, zelena",172.58505154639175]
[105662,"Ex9P1 PI r","Glava signalne sijalice, ravna, bez štampe, crvena",172.58505154639175]
[105663,"Ex9P1 PI y","Glava signalne sijalice, ravna, bez štampe, žuta",172.58505154639175]
[105664,"Ex9P1 PI b","Glava signalne sijalice, ravna, bez štampe, plava",172.58505154639175]
[105665,"Ex9P1 S w","Glava selektora sa 2 pozicije sa ručicom, trajni odziv, bela",245.67989690721649]
[105666,"Ex9P1 S k","Glava selektora sa 2 pozicije sa ručicom, trajni odziv, crna",245.67989690721649]
[105667,"Ex9P1 S g","Glava selektora sa 2 pozicije sa ručicom, trajni odziv, zelena",245.67989690721649]
[105668,"Ex9P1 S r","Glava selektora sa 2 pozicije sa ručicom, trajni odziv, crvena",245.67989690721649]
[105669,"Ex9P1 S y","Glava selektora sa 2 pozicije sa ručicom, trajni odziv, žuta",245.67989690721649]
[105670,"Ex9P1 S b","Glava selektora sa 2 pozicije sa ručicom, trajni odziv, plava",245.67989690721649]
[105671,"Ex9P1 SI w","Glava selektora sa 2 pozicije sa ručicom, trajni odziv, mogućnost osvetljenja, bela",249.7407216494845]
[105672,"Ex9P1 SI g","Glava selektora sa 2 pozicije sa ručicom, trajni odziv, mogućnost osvetljenja, zelena",249.7407216494845]
[105673,"Ex9P1 SI r","Glava selektora sa 2 pozicije sa ručicom, trajni odziv, mogućnost osvetljenja, crvena",249.7407216494845]
[105674,"Ex9P1 SI y","Glava selektora sa 2 pozicije sa ručicom, trajni odziv, mogućnost osvetljenja, žuta",249.7407216494845]
[105675,"Ex9P1 SI b","Glava selektora sa 2 pozicije sa ručicom, trajni odziv, mogućnost osvetljenja, plava",249.7407216494845]
[105511,"Ex9P1 SS w","Glava selektora sa 2 pozicije sa ručicom, trenutni odziv, bela",249.7407216494845]
[105512,"Ex9P1 SS k","Glava selektora sa 2 pozicije sa ručicom, trenutni odziv, crna",249.7407216494845]
[105513,"Ex9P1 SS g","Glava selektora sa 2 pozicije sa ručicom, trenutni odziv, zelena",249.7407216494845]
[105514,"Ex9P1 SS r","Glava selektora sa 2 pozicije sa ručicom, trenutni odziv, crvena",249.7407216494845]
[105515,"Ex9P1 SS y","Glava selektora sa 2 pozicije sa ručicom, trenutni odziv, žuta",249.7407216494845]
[105516,"Ex9P1 SS b","Glava selektora sa 2 pozicije sa ručicom, trenutni odziv, plava",249.7407216494845]
[105517,"Ex9P1 SSI w","Glava selektora sa 2 pozicije sa ručicom, trenutni odziv, mogućnost osvetljenja, bela",251.77113402061852]
[105518,"Ex9P1 SSI g","Glava selektora sa 2 pozicije sa ručicom, trenutni odziv, mogućnost osvetljenja, zelena",251.77113402061852]
[105519,"Ex9P1 SSI r","Glava selektora sa 2 pozicije sa ručicom, trenutni odziv, mogućnost osvetljenja, crvena",251.77113402061852]
[105520,"Ex9P1 SSI y","Glava selektora sa 2 pozicije sa ručicom, trenutni odziv, mogućnost osvetljenja, žuta",251.77113402061852]
[105521,"Ex9P1 SSI b","Glava selektora sa 2 pozicije sa ručicom, trenutni odziv, mogućnost osvetljenja, plava",251.77113402061852]
[105677,"Ex9P1 S3 w","Glava selektora sa 3 pozicije sa ručicom, trajni odziv, bela",249.7407216494845]
[105678,"Ex9P1 S3 k","Glava selektora sa 3 pozicije sa ručicom, trajni odziv, crna",249.7407216494845]
[105679,"Ex9P1 S3 g","Glava selektora sa 3 pozicije sa ručicom, trajni odziv, zelena",249.7407216494845]
[105680,"Ex9P1 S3 r","Glava selektora sa 3 pozicije sa ručicom, trajni odziv, crvena",249.7407216494845]
[105681,"Ex9P1 S3 y","Glava selektora sa 3 pozicije sa ručicom, trajni odziv, žuta",249.7407216494845]
[105682,"Ex9P1 S3 b","Glava selektora sa 3 pozicije sa ručicom, trajni odziv, plava",249.7407216494845]
[105683,"Ex9P1 S3I w","Glava selektora sa 3 pozicije sa ručicom, trajni odziv, mogućnost osvetljenja, bela",249.7407216494845]
[105684,"Ex9P1 S3I g","Glava selektora sa 3 pozicije sa ručicom, trajni odziv, mogućnost osvetljenja, zelena",249.7407216494845]
[105685,"Ex9P1 S3I r","Glava selektora sa 3 pozicije sa ručicom, trajni odziv, mogućnost osvetljenja, crvena",249.7407216494845]
[105686,"Ex9P1 S3I y","Glava selektora sa 3 pozicije sa ručicom, trajni odziv, mogućnost osvetljenja, žuta",249.7407216494845]
[105687,"Ex9P1 S3I b","Glava selektora sa 3 pozicije sa ručicom, trajni odziv, mogućnost osvetljenja, plava",249.7407216494845]
[105522,"Ex9P1 SS3 w","Glava selektora sa 3 pozicije sa ručicom, trenutni odziv, bela",249.7407216494845]
[105523,"Ex9P1 SS3 k","Glava selektora sa 3 pozicije sa ručicom, trenutni odziv, crna",249.7407216494845]
[105524,"Ex9P1 SS3 g","Glava selektora sa 3 pozicije sa ručicom, trenutni odziv, zelena",249.7407216494845]
[105525,"Ex9P1 SS3 r","Glava selektora sa 3 pozicije sa ručicom, trenutni odziv, crvena",249.7407216494845]
[105526,"Ex9P1 SS3 y","Glava selektora sa 3 pozicije sa ručicom, trenutni odziv, žuta",249.7407216494845]
[105527,"Ex9P1 SS3 b","Glava selektora sa 3 pozicije sa ručicom, trenutni odziv, plava",249.7407216494845]
[105528,"Ex9P1 SS3I w","Glava selektora sa 3 pozicije sa ručicom, trenutni odziv, mogućnost osvetljenja, bela",251.77113402061852]
[105529,"Ex9P1 SS3I g","Glava selektora sa 3 pozicije sa ručicom, trenutni odziv, mogućnost osvetljenja, zelena",251.77113402061852]
[105530,"Ex9P1 SS3I r","Glava selektora sa 3 pozicije sa ručicom, trenutni odziv, mogućnost osvetljenja, crvena",251.77113402061852]
[105531,"Ex9P1 SS3I y","Glava selektora sa 3 pozicije sa ručicom, trenutni odziv, mogućnost osvetljenja, žuta",251.77113402061852]
[105532,"Ex9P1 SS3I b","Glava selektora sa 3 pozicije sa ručicom, trenutni odziv, mogućnost osvetljenja, plava",251.77113402061852]
[105533,"Ex9P1 SSM3 w","Glava selektora sa 3 pozicije sa ručicom, trenutni odziv-trajni odziv, bela",251.77113402061852]
[105534,"Ex9P1 SSM3 k","Glava selektora sa 3 pozicije sa ručicom, trenutni odziv-trajni odziv, crna",251.77113402061852]
[105535,"Ex9P1 SSM3 g","Glava selektora sa 3 pozicije sa ručicom, trenutni odziv-trajni odziv, zelena",251.77113402061852]
[105536,"Ex9P1 SSM3 r","Glava selektora sa 3 pozicije sa ručicom, trenutni odziv-trajni odziv, crvena",251.77113402061852]
[105537,"Ex9P1 SSM3 y","Glava selektora sa 3 pozicije sa ručicom, trenutni odziv-trajni odziv, žuta",251.77113402061852]
[105538,"Ex9P1 SSM3 b","Glava selektora sa 3 pozicije sa ručicom, trenutni odziv-trajni odziv, plava",251.77113402061852]
[105539,"Ex9P1 SSM3I w","Glava selektora sa 3 pozicije sa ručicom, trenutni odziv-trajni odziv, mogućnost osvetljenja, bela",255.83195876288661]
[105540,"Ex9P1 SSM3I g","Glava selektora sa 3 pozicije sa ručicom, trenutni odziv-trajni odziv, mogućnost osvetljenja, zelena",255.83195876288661]
[105541,"Ex9P1 SSM3I r","Glava selektora sa 3 pozicije sa ručicom, trenutni odziv-trajni odziv, mogućnost osvetljenja, crvena",255.83195876288661]
[105542,"Ex9P1 SSM3I y","Glava selektora sa 3 pozicije sa ručicom, trenutni odziv-trajni odziv, mogućnost osvetljenja, žuta",255.83195876288661]
[105543,"Ex9P1 SSM3I b","Glava selektora sa 3 pozicije sa ručicom, trenutni odziv-trajni odziv, mogućnost osvetljenja, plava",255.83195876288661]
[105544,"Ex9P1 SMS3 w","Glava selektora sa 3 pozicije sa ručicom, trajni odziv-trenutni odziv, bela",249.7407216494845]
[105545,"Ex9P1 SMS3 k","Glava selektora sa 3 pozicije sa ručicom, trajni odziv-trenutni odziv, crna",249.7407216494845]
[105546,"Ex9P1 SMS3 g","Glava selektora sa 3 pozicije sa ručicom, trajni odziv-trenutni odziv, zelena",249.7407216494845]
[105547,"Ex9P1 SMS3 r","Glava selektora sa 3 pozicije sa ručicom, trajni odziv-trenutni odziv, crvena",249.7407216494845]
[105548,"Ex9P1 SMS3 y","Glava selektora sa 3 pozicije sa ručicom, trajni odziv-trenutni odziv, žuta",249.7407216494845]
[105549,"Ex9P1 SMS3 b","Glava selektora sa 3 pozicije sa ručicom, trajni odziv-trenutni odziv, plava",249.7407216494845]
[105550,"Ex9P1 SMS3I w","Glava selektora sa 3 pozicije sa ručicom, trajni odziv-trenutni odziv, mogućnost osvetljenja, bela",253.80154639175259]
[105551,"Ex9P1 SMS3I g","Glava selektora sa 3 pozicije sa ručicom, trajni odziv-trenutni odziv, mogućnost osvetljenja, zelena",253.80154639175259]
[105552,"Ex9P1 SMS3I r","Glava selektora sa 3 pozicije sa ručicom, trajni odziv-trenutni odziv, mogućnost osvetljenja, crvena",253.80154639175259]
[105553,"Ex9P1 SMS3I y","Glava selektora sa 3 pozicije sa ručicom, trajni odziv-trenutni odziv, mogućnost osvetljenja, žuta",253.80154639175259]
[105554,"Ex9P1 SMS3I b","Glava selektora sa 3 pozicije sa ručicom, trajni odziv-trenutni odziv, mogućnost osvetljenja, plava",253.80154639175259]
[105676,"Ex9P1 SK","Glava selektora sa 2 pozicije sa ključem, trajni odziv",310.65309278350514]
[105555,"Ex9P1 SSK","Glava selektora sa 2 pozicije sa ključem, trenutni odziv",314.71391752577318]
[105688,"Ex9P1 S3K ","Glava selektora sa 3 pozicije sa ključem, trajni odziv",316.74432989690717]
[105556,"Ex9P1 SS3K","Glava selektora sa 3 pozicije sa ključem, trenutni odziv",318.77474226804134]
[105557,"Ex9P1 SSM3K","Glava selektora sa 3 pozicije sa ključem, trenutni odziv-trajni odziv",314.71391752577318]
[105558,"Ex9P1 SMS3K","Glava selektora sa 3 pozicije sa ključem, trajni odziv-trenutni odziv",316.74432989690717]
[106776,"Ex9P1 S SH","Nosač za etikete 25x11 mm, prazan, s otvorom za Ex9P1 / Ex9IL / Ex9PB uređaje",20.304123711340203]
[106777,"Ex9P1 S S0","Prazna etiketa, aluminijumska folija, pogodna za Ex9P1 S SH nosač",44.226804123711347]
[106778,"Ex9P1 S S1","OFF-ON nalepnica, aluminijumska folija sa štampom, pogodna za Ex9P1 S SH nosač",98.505154639175259]
[106779,"Ex9P1 S S2","0-I nalepnica, aluminijumska folija sa štampom, pogodna za Ex9P1 S SH nosač",98.505154639175259]
[106780,"Ex9P1 S S3","I-0-II nalepnica, aluminijumska folija sa štampom, pogodna za Ex9P1 S SH nosač",98.505154639175259]
[106781,"Ex9P1 S S4","STOP-START nalepnica, aluminijumska folija sa štampom, pogodna za Ex9P1 S SH nosač",98.505154639175259]
[106782,"Ex9P1 S S5","0-1 nalepnica, aluminijumska folija sa štampom, pogodna za Ex9P1 S SH nosač",98.505154639175259]
[106783,"Ex9P1 S S6","1-0-2 nalepnica, aluminijumska folija sa štampom, pogodna za Ex9P1 S SH nosač",98.505154639175259]
[106784,"Ex9P1 S S7","STOP nalepnica, aluminijumska folija sa štampom, pogodna za Ex9P1 S SH nosač",98.505154639175259]
[106785,"Ex9P1 S S8","START nalepnica, aluminijumska folija sa štampom, pogodna za Ex9P1 S SH nosač",98.505154639175259]
[106786,"Ex9P1 S S9","ON nalepnica, aluminijumska folija sa štampom, pogodna za Ex9P1 S SH nosač",98.505154639175259]
[106787,"Ex9P1 S S10","OFF nalepnica, aluminijumska folija sa štampom, pogodna za Ex9P1 S SH nosač",98.505154639175259]
[106788,"Ex9P1 S S11","RUN nalepnica, aluminijumska folija sa štampom, pogodna za Ex9P1 S SH nosač",98.505154639175259]
[106789,"Ex9P1 S S12","AUTO nalepnica, aluminijumska folija sa štampom, pogodna za Ex9P1 S SH nosač",98.505154639175259]
[106790,"Ex9P1 S S13","FAULT nalepnica, aluminijumska folija sa štampom, pogodna za Ex9P1 S SH nosač",98.505154639175259]
[106791,"Ex9P1 H S6EN","SVE STOP nalepnica sa otvorom za Ex9P1 H, prečnik 60 mm, samolepljiva, žuta, EN",436.23711340206188]
[106792,"Ex9P1 H S6CZ","SVE STOP nalepnica sa otvorom za Ex9P1 H, prečnik 60 mm, samolepljiva, žuta, CZ",436.23711340206188]
[106793,"Ex9P1 H S6SK","SVE STOP nalepnica sa otvorom za Ex9P1 H, prečnik 60 mm, samolepljiva, žuta, SK",436.23711340206188]
[106794,"Ex9P1 H S6PL","SVE STOP nalepnica sa otvorom za Ex9P1 H, prečnik 60 mm, samolepljiva, žuta, PL",436.23711340206188]
[106795,"Ex9P1 H S6RO","SVE STOP nalepnica sa otvorom za Ex9P1 H, prečnik 60 mm, samolepljiva, žuta, RO",436.23711340206188]
[106796,"Ex9P1 H S6DE","SVE STOP nalepnica sa otvorom za Ex9P1 H, prečnik 60 mm, samolepljiva, žuta, DE",436.23711340206188]
[106797,"Ex9P1 H S6FR","SVE STOP nalepnica sa otvorom za Ex9P1 H, prečnik 60 mm, samolepljiva, žuta, FR",436.23711340206188]
[106798,"Ex9P1 H S6ES","SVE STOP nalepnica sa otvorom za Ex9P1 H, prečnik 60 mm, samolepljiva, žuta, ES",436.23711340206188]
[106799,"Ex9P1 H S6IT","SVE STOP nalepnica sa otvorom za Ex9P1 H, prečnik 60 mm, samolepljiva, žuta, IT",436.23711340206188]
[106800,"Ex9P1 H S6RU","SVE STOP nalepnica sa otvorom za Ex9P1 H, prečnik 60 mm, samolepljiva, žuta, RU",436.23711340206188]
[106801,"Ex9P1 H S6BG","SVE STOP nalepnica sa otvorom za Ex9P1 H, prečnik 60 mm, samolepljiva, žuta, BG",436.23711340206188]
[106802,"Ex9P1 H S6RS","SVE STOP nalepnica sa otvorom za Ex9P1 H, prečnik 60 mm, samolepljiva, žuta, RS",436.23711340206188]
[106803,"Ex9P1 H S6HU","SVE STOP nalepnica sa otvorom za Ex9P1 H, prečnik 60 mm, samolepljiva, žuta, HU",436.23711340206188]
[106804,"Ex9P1 H S6LT","SVE STOP nalepnica sa otvorom za Ex9P1 H, prečnik 60 mm, samolepljiva, žuta, LT",436.23711340206188]
[106805,"Ex9P1 H S6LV","SVE STOP nalepnica sa otvorom za Ex9P1 H, prečnik 60 mm, samolepljiva, žuta, LV",436.23711340206188]
[106806,"Ex9P1 H S6EE","SVE STOP nalepnica sa otvorom za Ex9P1 H, prečnik 60 mm, samolepljiva, žuta, EE",436.23711340206188]
[107868,"Ex9P1 H S6EMPTY","SVE STOP nalepnica sa otvorom za Ex9P1 H, prečnik 60 mm, samolepljiva, žuta, prazna",436.23711340206188]
[107869,"Ex9P1 H S6EMS","SVE STOP nalepnica sa otvorom za Ex9P1 H, prečnik 60 mm, samolepljiva, žuta, ES samo simbol",436.23711340206188]
[106807,"Ex9P1 H S9EN","SVE STOP nalepnica sa otvorom za Ex9P1 H, prečnik 90 mm, samolepljiva, žuta, EN",464.38144329896909]
[106808,"Ex9P1 H S9CZ","SVE STOP nalepnica sa otvorom za Ex9P1 H, prečnik 90 mm, samolepljiva, žuta, CZ",464.38144329896909]
[106809,"Ex9P1 H S9SK","SVE STOP nalepnica sa otvorom za Ex9P1 H, prečnik 90 mm, samolepljiva, žuta, SK",464.38144329896909]
[106810,"Ex9P1 H S9PL","SVE STOP nalepnica sa otvorom za Ex9P1 H, prečnik 90 mm, samolepljiva, žuta, PL",464.38144329896909]
[106811,"Ex9P1 H S9RO","SVE STOP nalepnica sa otvorom za Ex9P1 H, prečnik 90 mm, samolepljiva, žuta, RO",464.38144329896909]
[106812,"Ex9P1 H S9DE","SVE STOP nalepnica sa otvorom za Ex9P1 H, prečnik 90 mm, samolepljiva, žuta, DE",464.38144329896909]
[106813,"Ex9P1 H S9FR","SVE STOP nalepnica sa otvorom za Ex9P1 H, prečnik 90 mm, samolepljiva, žuta, FR",464.38144329896909]
[106814,"Ex9P1 H S9ES","SVE STOP nalepnica sa otvorom za Ex9P1 H, prečnik 90 mm, samolepljiva, žuta, ES",464.38144329896909]
[106815,"Ex9P1 H S9IT","SVE STOP nalepnica sa otvorom za Ex9P1 H, prečnik 90 mm, samolepljiva, žuta, IT",464.38144329896909]
[106816,"Ex9P1 H S9RU","SVE STOP nalepnica sa otvorom za Ex9P1 H, prečnik 90 mm, samolepljiva, žuta, RU",464.38144329896909]
[106817,"Ex9P1 H S9BG","SVE STOP nalepnica sa otvorom za Ex9P1 H, prečnik 90 mm, samolepljiva, žuta, BG",464.38144329896909]
[106818,"Ex9P1 H S9RS","SVE STOP nalepnica sa otvorom za Ex9P1 H, prečnik 90 mm, samolepljiva, žuta, RS",464.38144329896909]
[106819,"Ex9P1 H S9HU","SVE STOP nalepnica sa otvorom za Ex9P1 H, prečnik 90 mm, samolepljiva, žuta, HU",464.38144329896909]
[106820,"Ex9P1 H S9LT","SVE STOP nalepnica sa otvorom za Ex9P1 H, prečnik 90 mm, samolepljiva, žuta, LT",464.38144329896909]
[106821,"Ex9P1 H S9LV","SVE STOP nalepnica sa otvorom za Ex9P1 H, prečnik 90 mm, samolepljiva, žuta, LV",464.38144329896909]
[106822,"Ex9P1 H S9EE","SVE STOP nalepnica sa otvorom za Ex9P1 H, prečnik 90 mm, samolepljiva, žuta, EE",464.38144329896909]
[107870,"Ex9P1 H S9EMPTY","SVE STOP nalepnica sa otvorom za Ex9P1 H, prečnik 90 mm, samolepljiva, žuta, prazna",464.38144329896909]
[107871,"Ex9P1 H S9EMS","SVE STOP nalepnica sa otvorom za Ex9P1 H, prečnik 90 mm, samolepljiva, žuta, ES samo simbol",464.38144329896909]
[]
["Panel mounted signal lamps Ex9IL"]
[105403,"Ex9IL 1 w","Rezervni ravno oblikovani poklopac za Ex9IL, beli",22.334536082474227]
[105404,"Ex9IL 1 g","Rezervni ravno oblikovani poklopac za Ex9IL, zeleni",22.334536082474227]
[105405,"Ex9IL 1 r","Rezervni ravno oblikovani poklopac za Ex9IL, crveni",22.334536082474227]
[105406,"Ex9IL 1 y","Rezervni ravno oblikovani poklopac za Ex9IL, žuti",22.334536082474227]
[105407,"Ex9IL 1 b","Rezervni ravno oblikovani poklopac za Ex9IL, plavi",22.334536082474227]
[105408,"Ex9IL 2 w","Rezervni lučno oblikovani poklopac za Ex9IL, beli",22.334536082474227]
[105409,"Ex9IL 2 g","Rezervni lučno oblikovani poklopac za Ex9IL, zeleni",22.334536082474227]
[105410,"Ex9IL 2 r","Rezervni lučno oblikovani poklopac za Ex9IL, crveni",22.334536082474227]
[105411,"Ex9IL 2 y","Rezervni lučno oblikovani poklopac za Ex9IL, žuti",22.334536082474227]
[105412,"Ex9IL 2 b","Rezervni lučno oblikovani poklopac za Ex9IL, plavi",22.334536082474227]
[105413,"Ex9IL 1R w 6V AC/DC","Signalna sijalica za vrata ormana, ravno oblikovana glava, otpornička, bela, 6V AC/DC",213.19329896907217]
[105414,"Ex9IL 1R g 6V AC/DC","Signalna sijalica za vrata ormana, ravno oblikovana glava, otpornička, zelena, 6V AC/DC",213.19329896907217]
[105415,"Ex9IL 1R r 6V AC/DC","Signalna sijalica za vrata ormana, ravno oblikovana glava, otpornička, crvena, 6V AC/DC",213.19329896907217]
[105416,"Ex9IL 1R y 6V AC/DC","Signalna sijalica za vrata ormana, ravno oblikovana glava, otpornička, žuta, 6V AC/DC",213.19329896907217]
[105417,"Ex9IL 1R b 6V AC/DC","Signalna sijalica za vrata ormana, ravno oblikovana glava, otpornička, plava, 6V AC/DC",213.19329896907217]
[105418,"Ex9IL 1R w 12V AC/DC","Signalna sijalica za vrata ormana, ravno oblikovana glava, otpornička, bela, 12V AC/DC",213.19329896907217]
[105419,"Ex9IL 1R g 12V AC/DC","Signalna sijalica za vrata ormana, ravno oblikovana glava, otpornička, zelena, 12V AC/DC",213.19329896907217]
[105420,"Ex9IL 1R r 12V AC/DC","Signalna sijalica za vrata ormana, ravno oblikovana glava, otpornička, crvena, 12V AC/DC",213.19329896907217]
[105421,"Ex9IL 1R y 12V AC/DC","Signalna sijalica za vrata ormana, ravno oblikovana glava, otpornička, žuta, 12V AC/DC",213.19329896907217]
[105422,"Ex9IL 1R b 12V AC/DC","Signalna sijalica za vrata ormana, ravno oblikovana glava, otpornička, plava, 12V AC/DC",213.19329896907217]
[105423,"Ex9IL 1R w 24V AC/DC","Signalna sijalica za vrata ormana, ravno oblikovana glava, otpornička, bela, 24V AC/DC",213.19329896907217]
[105424,"Ex9IL 1R g 24V AC/DC","Signalna sijalica za vrata ormana, ravno oblikovana glava, otpornička, zelena, 24V AC/DC",213.19329896907217]
[105425,"Ex9IL 1R r 24V AC/DC","Signalna sijalica za vrata ormana, ravno oblikovana glava, otpornička, crvena, 24V AC/DC",213.19329896907217]
[105426,"Ex9IL 1R y 24V AC/DC","Signalna sijalica za vrata ormana, ravno oblikovana glava, otpornička, žuta, 24V AC/DC",213.19329896907217]
[105427,"Ex9IL 1R b 24V AC/DC","Signalna sijalica za vrata ormana, ravno oblikovana glava, otpornička, plava, 24V AC/DC",213.19329896907217]
[105428,"Ex9IL 1R w 36V AC/DC","Signalna sijalica za vrata ormana, ravno oblikovana glava, otpornička, bela, 36V AC/DC",213.19329896907217]
[105429,"Ex9IL 1R g 36V AC/DC","Signalna sijalica za vrata ormana, ravno oblikovana glava, otpornička, zelena, 36V AC/DC",213.19329896907217]
[105430,"Ex9IL 1R r 36V AC/DC","Signalna sijalica za vrata ormana, ravno oblikovana glava, otpornička, crvena, 36V AC/DC",213.19329896907217]
[105431,"Ex9IL 1R y 36V AC/DC","Signalna sijalica za vrata ormana, ravno oblikovana glava, otpornička, žuta, 36V AC/DC",213.19329896907217]
[105432,"Ex9IL 1R b 36V AC/DC","Signalna sijalica za vrata ormana, ravno oblikovana glava, otpornička, plava, 36V AC/DC",213.19329896907217]
[105433,"Ex9IL 1R w 48V AC/DC","Signalna sijalica za vrata ormana, ravno oblikovana glava, otpornička, bela, 48V AC/DC",213.19329896907217]
[105434,"Ex9IL 1R g 48V AC/DC","Signalna sijalica za vrata ormana, ravno oblikovana glava, otpornička, zelena, 48V AC/DC",213.19329896907217]
[105435,"Ex9IL 1R r 48V AC/DC","Signalna sijalica za vrata ormana, ravno oblikovana glava, otpornička, crvena, 48V AC/DC",213.19329896907217]
[105436,"Ex9IL 1R y 48V AC/DC","Signalna sijalica za vrata ormana, ravno oblikovana glava, otpornička, žuta, 48V AC/DC",213.19329896907217]
[105437,"Ex9IL 1R b 48V AC/DC","Signalna sijalica za vrata ormana, ravno oblikovana glava, otpornička, plava, 48V AC/DC",213.19329896907217]
[105438,"Ex9IL 1C w 110V AC","Signalna sijalica za vrata ormana, ravno oblikovana glava, kapacitivna, bela, 110V AC",223.3453608247423]
[105439,"Ex9IL 1C g 110V AC","Signalna sijalica za vrata ormana, ravno oblikovana glava, kapacitivna, zelena, 110V AC",223.3453608247423]
[105440,"Ex9IL 1C r 110V AC","Signalna sijalica za vrata ormana, ravno oblikovana glava, kapacitivna, crvena, 110V AC",223.3453608247423]
[105441,"Ex9IL 1C y 110V AC","Signalna sijalica za vrata ormana, ravno oblikovana glava, kapacitivna, žuta, 110V AC",223.3453608247423]
[105442,"Ex9IL 1C b 110V AC","Signalna sijalica za vrata ormana, ravno oblikovana glava, kapacitivna, plava, 110V AC",223.3453608247423]
[105443,"Ex9IL 1C w 230V AC","Signalna sijalica za vrata ormana, ravno oblikovana glava, kapacitivna, bela, 230V AC",223.3453608247423]
[105444,"Ex9IL 1C g 230V AC","Signalna sijalica za vrata ormana, ravno oblikovana glava, kapacitivna, zelena, 230V AC",223.3453608247423]
[105445,"Ex9IL 1C r 230V AC","Signalna sijalica za vrata ormana, ravno oblikovana glava, kapacitivna, crvena, 230V AC",223.3453608247423]
[105446,"Ex9IL 1C y 230V AC","Signalna sijalica za vrata ormana, ravno oblikovana glava, kapacitivna, žuta, 230V AC",223.3453608247423]
[105447,"Ex9IL 1C b 230V AC","Signalna sijalica za vrata ormana, ravno oblikovana glava, kapacitivna, plava, 230V AC",223.3453608247423]
[105448,"Ex9IL 1C w 400V AC","Signalna sijalica za vrata ormana, ravno oblikovana glava, kapacitivna, bela, 400V AC",223.3453608247423]
[105449,"Ex9IL 1C g 400V AC","Signalna sijalica za vrata ormana, ravno oblikovana glava, kapacitivna, zelena, 400V AC",223.3453608247423]
[105450,"Ex9IL 1C r 400V AC","Signalna sijalica za vrata ormana, ravno oblikovana glava, kapacitivna, crvena, 400V AC",223.3453608247423]
[105451,"Ex9IL 1C y 400V AC","Signalna sijalica za vrata ormana, ravno oblikovana glava, kapacitivna, žuta, 400V AC",223.3453608247423]
[105452,"Ex9IL 1C b 400V AC","Signalna sijalica za vrata ormana, ravno oblikovana glava, kapacitivna, plava, 400V AC",223.3453608247423]
[105453,"Ex9IL 2R w 6V AC/DC","Signalna sijalica za vrata ormana, lučno oblikovana glava, otpornička, bela, 6V AC/DC",213.19329896907217]
[105454,"Ex9IL 2R g 6V AC/DC","Signalna sijalica za vrata ormana, lučno oblikovana glava, otpornička, zelena, 6V AC/DC",213.19329896907217]
[105455,"Ex9IL 2R r 6V AC/DC","Signalna sijalica za vrata ormana, lučno oblikovana glava, otpornička, crvena, 6V AC/DC",213.19329896907217]
[105456,"Ex9IL 2R y 6V AC/DC","Signalna sijalica za vrata ormana, lučno oblikovana glava, otpornička, žuta, 6V AC/DC",213.19329896907217]
[105457,"Ex9IL 2R b 6V AC/DC","Signalna sijalica za vrata ormana, lučno oblikovana glava, otpornička, plava, 6V AC/DC",213.19329896907217]
[105458,"Ex9IL 2R w 12V AC/DC","Signalna sijalica za vrata ormana, lučno oblikovana glava, otpornička, bela, 12V AC/DC",213.19329896907217]
[105459,"Ex9IL 2R g 12V AC/DC","Signalna sijalica za vrata ormana, lučno oblikovana glava, otpornička, zelena, 12V AC/DC",213.19329896907217]
[105460,"Ex9IL 2R r 12V AC/DC","Signalna sijalica za vrata ormana, lučno oblikovana glava, otpornička, crvena, 12V AC/DC",213.19329896907217]
[105461,"Ex9IL 2R y 12V AC/DC","Signalna sijalica za vrata ormana, lučno oblikovana glava, otpornička, žuta, 12V AC/DC",213.19329896907217]
[105462,"Ex9IL 2R b 12V AC/DC","Signalna sijalica za vrata ormana, lučno oblikovana glava, otpornička, plava, 12V AC/DC",213.19329896907217]
[105463,"Ex9IL 2R w 24V AC/DC","Signalna sijalica za vrata ormana, lučno oblikovana glava, otpornička, bela, 24V AC/DC",213.19329896907217]
[105464,"Ex9IL 2R g 24V AC/DC","Signalna sijalica za vrata ormana, lučno oblikovana glava, otpornička, zelena, 24V AC/DC",213.19329896907217]
[105465,"Ex9IL 2R r 24V AC/DC","Signalna sijalica za vrata ormana, lučno oblikovana glava, otpornička, crvena, 24V AC/DC",213.19329896907217]
[105466,"Ex9IL 2R y 24V AC/DC","Signalna sijalica za vrata ormana, lučno oblikovana glava, otpornička, žuta, 24V AC/DC",213.19329896907217]
[105467,"Ex9IL 2R b 24V AC/DC","Signalna sijalica za vrata ormana, lučno oblikovana glava, otpornička, plava, 24V AC/DC",213.19329896907217]
[105468,"Ex9IL 2R w 36V AC/DC","Signalna sijalica za vrata ormana, lučno oblikovana glava, otpornička, bela, 36V AC/DC",213.19329896907217]
[105469,"Ex9IL 2R g 36V AC/DC","Signalna sijalica za vrata ormana, lučno oblikovana glava, otpornička, zelena, 36V AC/DC",213.19329896907217]
[105470,"Ex9IL 2R r 36V AC/DC","Signalna sijalica za vrata ormana, lučno oblikovana glava, otpornička, crvena, 36V AC/DC",213.19329896907217]
[105471,"Ex9IL 2R y 36V AC/DC","Signalna sijalica za vrata ormana, lučno oblikovana glava, otpornička, žuta, 36V AC/DC",213.19329896907217]
[105472,"Ex9IL 2R b 36V AC/DC","Signalna sijalica za vrata ormana, lučno oblikovana glava, otpornička, plava, 36V AC/DC",213.19329896907217]
[105473,"Ex9IL 2R w 48V AC/DC","Signalna sijalica za vrata ormana, lučno oblikovana glava, otpornička, bela, 48V AC/DC",213.19329896907217]
[105474,"Ex9IL 2R g 48V AC/DC","Signalna sijalica za vrata ormana, lučno oblikovana glava, otpornička, zelena, 48V AC/DC",213.19329896907217]
[105475,"Ex9IL 2R r 48V AC/DC","Signalna sijalica za vrata ormana, lučno oblikovana glava, otpornička, crvena, 48V AC/DC",213.19329896907217]
[105476,"Ex9IL 2R y 48V AC/DC","Signalna sijalica za vrata ormana, lučno oblikovana glava, otpornička, žuta, 48V AC/DC",213.19329896907217]
[105477,"Ex9IL 2R b 48V AC/DC","Signalna sijalica za vrata ormana, lučno oblikovana glava, otpornička, plava, 48V AC/DC",213.19329896907217]
[105478,"Ex9IL 2C w 110V AC","Signalna sijalica za vrata ormana, lučno oblikovana glava, kapacitivna, bela, 110V AC",223.3453608247423]
[105479,"Ex9IL 2C g 110V AC","Signalna sijalica za vrata ormana, lučno oblikovana glava, kapacitivna, zelena, 110V AC",223.3453608247423]
[105480,"Ex9IL 2C r 110V AC","Signalna sijalica za vrata ormana, lučno oblikovana glava, kapacitivna, crvena, 110V AC",223.3453608247423]
[105481,"Ex9IL 2C y 110V AC","Signalna sijalica za vrata ormana, lučno oblikovana glava, kapacitivna, žuta, 110V AC",223.3453608247423]
[105482,"Ex9IL 2C b 110V AC","Signalna sijalica za vrata ormana, lučno oblikovana glava, kapacitivna, plava, 110V AC",223.3453608247423]
[105483,"Ex9IL 2C w 230V AC","Signalna sijalica za vrata ormana, lučno oblikovana glava, kapacitivna, bela, 230V AC",223.3453608247423]
[105484,"Ex9IL 2C g 230V AC","Signalna sijalica za vrata ormana, lučno oblikovana glava, kapacitivna, zelena, 230V AC",223.3453608247423]
[105485,"Ex9IL 2C r 230V AC","Signalna sijalica za vrata ormana, lučno oblikovana glava, kapacitivna, crvena, 230V AC",223.3453608247423]
[105486,"Ex9IL 2C y 230V AC","Signalna sijalica za vrata ormana, lučno oblikovana glava, kapacitivna, žuta, 230V AC",223.3453608247423]
[105487,"Ex9IL 2C b 230V AC","Signalna sijalica za vrata ormana, lučno oblikovana glava, kapacitivna, plava, 230V AC",223.3453608247423]
[105488,"Ex9IL 2C w 400V AC","Signalna sijalica za vrata ormana, lučno oblikovana glava, kapacitivna, bela, 400V AC",223.3453608247423]
[105489,"Ex9IL 2C g 400V AC","Signalna sijalica za vrata ormana, lučno oblikovana glava, kapacitivna, zelena, 400V AC",223.3453608247423]
[105490,"Ex9IL 2C r 400V AC","Signalna sijalica za vrata ormana, lučno oblikovana glava, kapacitivna, crvena, 400V AC",223.3453608247423]
[105491,"Ex9IL 2C y 400V AC","Signalna sijalica za vrata ormana, lučno oblikovana glava, kapacitivna, žuta, 400V AC",223.3453608247423]
[105492,"Ex9IL 2C b 400V AC","Signalna sijalica za vrata ormana, lučno oblikovana glava, kapacitivna, plava, 400V AC",223.3453608247423]
[]
["Push button boxes, Ex9P2 FH"]
[111409,"Ex9P2 FH 1 EU","Kutija za ugradnju tastera 1 rupa siva",643.64072164948459]
[111410,"Ex9P2 FH 2 EU","Kutija za ugradnju tastera 2 rupe  siva",757.34381443298969]
[111411,"Ex9P2 FH 3 EU","Kutija za ugradnju tastera 3 rupe  siva",866.98608247422669]
[111412,"Ex9P2 FH 1 y EU","Kutija za ugradnju tastera 1 rupa žuta",643.64072164948459]
[111413,"Ex9P2 FH 2 y EU","Kutija za ugradnju tastera 2 rupe  žuta",757.34381443298969]
[111414,"Ex9P2 FH 3 y EU","Kutija za ugradnju tastera 3 rupe  žuta",866.98608247422669]
[]
["Plug-in relays Ex9JM"]
[110291,"Ex9JM2L10 12VDC","Ubodni relej 10 A, 12 V DC, 2 kontakta",361.41340206185572]
[110292,"Ex9JM2L10 24VDC","Ubodni relej 10 A, 24 V DC, 2 kontakta",339.75567010309277]
[110293,"Ex9JM2L10 36VDC","Ubodni relej 10 A, 36 V DC, 2 kontakta",372.2422680412372]
[110294,"Ex9JM2L10 48VDC","Ubodni relej 10 A, 48 V DC, 2 kontakta",349.23092783505155]
[110295,"Ex9JM2L10 110VDC","Ubodni relej 10 A, 110 V DC, 2 kontakta",383.07113402061862]
[110296,"Ex9JM2L10 220VDC","Ubodni relej 10 A, 220 V DC, 2 kontakta",381.71752577319586]
[110297,"Ex9JM2L10 24VAC","Ubodni relej 10 A, 24 V AC, 2 kontakta",339.75567010309277]
[110298,"Ex9JM2L10 36VAC","Ubodni relej 10 A, 36 V AC, 2 kontakta",372.2422680412372]
[110299,"Ex9JM2L10 48VAC","Ubodni relej 10 A, 48 V AC, 2 kontakta",349.23092783505155]
[110300,"Ex9JM2L10 110VAC","Ubodni relej 10 A, 110 V AC, 2 kontakta",383.07113402061862]
[110301,"Ex9JM2L10 230VAC","Ubodni relej 10 A, 230 V AC, 2 kontakta",353.29175257731953]
[110302,"Ex9JM2DZ-10","Podnožje za ubodni relej 10 A, 2 kontakta",215.22371134020622]
[110303,"Ex9JM2L05 12VDC","Ubodni relej 5 A, 12 V DC, 2 kontakta",355.99896907216504]
[110304,"Ex9JM2L05 24VDC","Ubodni relej 5 A, 24 V DC, 2 kontakta",335.69484536082473]
[110305,"Ex9JM2L05 36VDC","Ubodni relej 5 A, 36 V DC, 2 kontakta",374.94948453608248]
[110306,"Ex9JM2L05 48VDC","Ubodni relej 5 A, 48 V DC, 2 kontakta",351.93814432989694]
[110307,"Ex9JM2L05 110VDC","Ubodni relej 5 A, 110 V DC, 2 kontakta",420.97216494845367]
[110308,"Ex9JM2L05 220VDC","Ubodni relej 5 A, 220 V DC, 2 kontakta",365.47422680412376]
[110309,"Ex9JM2L05 24VAC","Ubodni relej 5 A, 24 V AC, 2 kontakta",437.21546391752577]
[110310,"Ex9JM2L05 36VAC","Ubodni relej 5 A, 36 V AC, 2 kontakta",445.33711340206185]
[110311,"Ex9JM2L05 48VAC","Ubodni relej 5 A, 48 V AC, 2 kontakta",439.92268041237128]
[110312,"Ex9JM2L05 110VAC","Ubodni relej 5 A, 110 V AC, 2 kontakta",465.6412371134021]
[110313,"Ex9JM2L05 230VAC","Ubodni relej 5 A, 230 V AC, 2 kontakta",454.81237113402068]
[110314,"Ex9JM2DZ-05","Podnožje za ubodni relej 5 A, 2 kontakta",201.68762886597943]
[110315,"Ex9JM4L03 12VDC","Ubodni relej 3 A, 12 V DC, 4 kontakta",458.87319587628866]
[110316,"Ex9JM4L03 24VDC","Ubodni relej 3 A, 24 V DC, 4 kontakta",437.21546391752577]
[110317,"Ex9JM4L03 36VDC","Ubodni relej 3 A, 36 V DC, 4 kontakta",448.04432989690719]
[110318,"Ex9JM4L03 48VDC","Ubodni relej 3 A, 48 V DC, 4 kontakta",442.62989690721656]
[110319,"Ex9JM4L03 110VDC","Ubodni relej 3 A, 110 V DC, 4 kontakta",471.05567010309278]
[110320,"Ex9JM4L03 220VDC","Ubodni relej 3 A, 220 V DC, 4 kontakta",443.98350515463915]
[110321,"Ex9JM4L03 24VAC","Ubodni relej 3 A, 24 V AC, 4 kontakta",437.21546391752577]
[110322,"Ex9JM4L03 36VAC","Ubodni relej 3 A, 36 V AC, 4 kontakta",448.04432989690719]
[110323,"Ex9JM4L03 48VAC","Ubodni relej 3 A, 48 V AC, 4 kontakta",442.62989690721656]
[110324,"Ex9JM4L03 110VAC","Ubodni relej 3 A, 110 V AC, 4 kontakta",471.05567010309278]
[110325,"Ex9JM4L03 230VAC","Ubodni relej 3 A, 230 V AC, 4 kontakta",488.65257731958764]
[110326,"Ex9JM4DZ-03","Podnožje za ubodni relej 3 A, 4 kontakta",270.72164948453616]
[]
["Monitoring relay Ex9JP"]
[110230,"Ex9JP-1 AC400V ","Relej nadzora gubitka i kontole redosleda faza",6383.6164948453606]
[110231,"Ex9JP-1P AC400V ","Relej nadzora gubitka faza i kontrole redosleda faza sa zaštitom od pregrevanja motora",6383.6164948453606]
[110232,"Ex9JP-2 AC400V ","Relej nadzora, podesiva zaštita od prenapona sa detekcijom gubitka faze",5560.6226804123708]
[110233,"Ex9JP-3 AC400V ","Relej nadzora 3P-3W: Podesiva zaštita od podnapona sa detekcijom gubitka faze",5560.6226804123708]
[110234,"Ex9JP-4 AC400V ","Relej nadzora 3P-3W: Podesiva zaštita od pre/pod napona sa detekcijom gubitka faze",8001.1783505154644]
[110235,"Ex9JP-5 AC400V ","Relej nadzora 3P-3W: Podesiva zaštita od pre/pod napona, sa detekcijom gubitka i kontrolom redosleda faza",8001.1783505154644]
[110236,"Ex9JP-6 AC400V ","Relej nadzora 3P-3W: Podesiva zaštita od pre/pod napona, fiksna zaštita od asimetrije, kontrola redosleda faza i detekcija gubitka faze",8001.1783505154644]
[110237,"Ex9JP-6P AC400V ","Relej nadzora 3P-3W: Podesiva zaštita od pre/pod napona, fiksna zaštita od asimetrije, kontrola redosleda faza, detekcija gubitka faze i zaštita od pregrevanja motora",9482.0257731958773]
[110238,"Ex9JP-7 AC400V ","Relej nadzora 3P-3W: Fiksna pre/pod naponska zaštita, podesiva zaštita od asimetrije, sa detekcijom gubitka i kontrolom redosleda faza",8001.1783505154644]
[110239,"Ex9JP-7P AC400V ","Relej nadzora 3P-3W: Fiksna pre/pod naponska zaštita, podesiva zaštita od asimetrije, sa detekcijom gubitka i kontrolom redosleda faza, sa zaštitiom od pregrevanja motora",9482.0257731958773]
[110240,"Ex9JP-8 AC400V ","Relej nadzora 3P-3W: Podesiva zaštita od pre/pod napona, podesiva zaštita od asimetrije sa detekcijom gubitka i kontrolom redosleda faza",8001.1783505154644]
[110241,"Ex9JP-8P AC400V ","Relej nadzora 3P-3W: Podesiva zaštita od pre/pod napona, podesiva zaštita od asimetrije sa detekcijom gubitka i kontrolom redosleda faza, sa zaštitiom od pregrevanja motora",9482.0257731958773]
[110242,"Ex9JP-9 AC230V ","Relej nadzora 3P / 2P / 1P-4W: Podesiva zaštita od prenapona sa detekcijom gubitka faze",7909.1329896907228]
[110243,"Ex9JP-10 AC230V ","Relej nadzora 3P / 2P / 1P-4W: Podesiva zaštita od podnapona sa detekcijom gubitka faze",7909.1329896907228]
[110244,"Ex9JP-11 AC230V ","Relej nadzora 3P / 2P / 1P-4W: Podesiva zaštita od pre/pod napona sa detekcijom gubitka faze",6383.6164948453606]
[110245,"Ex9JP-12 AC230V ","Relej nadzora 3P-4W: Podesiva zaštita od pre/pod napona sa detekcijom gubitka i kontrolom redosleda faza",6383.6164948453606]
[110246,"Ex9JP-13 AC230V ","Relej nadzora 3P-4W: Podesiva zaštita od pre/pod napona sa detekcijom gubitka i kontrolom redosleda faza, sa fiksnom asimetrijom faza",9296.5814432989719]
[110247,"Ex9JP-13P AC230V ","Relej nadzora 3P-4W: Podesiva zaštita od pre/pod napona, fiksna zaštita od asimetrije faza, sa detekcijom propada i kontrolom redosleda faza, sa zaštitom od pregrevanja motora",9482.0257731958773]
[110248,"Ex9JP-14 AC230V ","Relej nadzora 3P-4W: Fiksna zaštita od pre/pod napona, fiksna zaštita od asimetrije faza, sa detekcijom gubitka i kontrolom redosleda faza",9296.5814432989719]
[110249,"Ex9JP-14P AC230V ","Relej nadzora 3P-4W: Fiksna zaštita od pre/pod napona, podesiva zaštita od asimetrije faza sa detekcijom gubitka i kontrolom redosleda faza, sa zaštitom od pregrevanja motora",9482.0257731958773]
[110250,"Ex9JP-15 AC230V ","Relej nadzora 3P-4W: Podesiva zaštita od pre/pod napona, podesiva zaštita od asimetrije faza sa detekcijom gubitka i kontrolom redosleda faza",9296.5814432989719]
[110251,"Ex9JP-15P AC230V ","Relej nadzora 3P-4W: Podesiva zaštita od pre/pod napona, podesiva zaštita od asimetrije faza sa detekcijom gubitka i kontrolom redosleda faza, sa zaštitiom od pregrevanja motora",5560.6226804123708]
[110252,"Ex9JP-16 AC230V ","Relej nadzora 3P-4W: Detekcija gubitka i kontola redosleda faza",5560.6226804123708]
[110253,"Ex9JP-16P AC230V ","Relej nadzora 3P-4W: Detekcija gubitka i kontola redosleda faza, sa zaštitom od pregrevnja motora",5560.6226804123708]
[110254,"Ex9JP-17P AC400V ","Relej nadzora 3P-3W: Detekcija gubitka faze i zaštita od pregrevanja motora",5560.6226804123708]
[110255,"Ex9JP-18 AC400V","Relej nadzora 3P-3W: Podesiva zaštita od pre/pod napona, fiksna zaštita od asimetrije faza, sa detekcijom propada i kontrolom redosleda faza, sa detekcijom vršnog opterećenja",5560.6226804123708]
[]
["Panel mounted buzzers Ex9PB"]
[105689,"Ex9PB I k 24V AC/DC","Zujalica za montažu na vrata ormana, isprekidani ton, crna, 24V AC/DC",328.92680412371135]
[105690,"Ex9PB I k 36V AC/DC","Zujalica za montažu na vrata ormana, isprekidani ton, crna, 36V AC/DC",328.92680412371135]
[105691,"Ex9PB I k 48V AC/DC","Zujalica za montažu na vrata ormana, isprekidani ton, crna, 48V AC/DC",328.92680412371135]
[105692,"Ex9PB I k 110V AC/DC","Zujalica za montažu na vrata ormana, isprekidani ton, crna, 110V AC/DC",328.92680412371135]
[105693,"Ex9PB I k 230V AC","Zujalica za montažu na vrata ormana, isprekidani ton, crna, 230V AC",328.92680412371135]
[105694,"Ex9PB I k 400V AC","Zujalica za montažu na vrata ormana, isprekidani ton, crna, 400V AC",328.92680412371135]
[105695,"Ex9PB I r 24V AC/DC","Zujalica za montažu na vrata ormana, isprekidani ton, crvena, 24V AC/DC",328.92680412371135]
[105696,"Ex9PB I r 36V AC/DC","Zujalica za montažu na vrata ormana, isprekidani ton, crvena, 36V AC/DC",328.92680412371135]
[105697,"Ex9PB I r 48V AC/DC","Zujalica za montažu na vrata ormana, isprekidani ton, crvena, 48V AC/DC",328.92680412371135]
[105698,"Ex9PB I r 110V AC","Zujalica za montažu na vrata ormana, isprekidani ton, crvena, 110V AC",328.92680412371135]
[105699,"Ex9PB I r 230V AC","Zujalica za montažu na vrata ormana, isprekidani ton, crvena, 230V AC",328.92680412371135]
[105700,"Ex9PB I r 400V AC","Zujalica za montažu na vrata ormana, isprekidani ton, crvena, 400V AC",328.92680412371135]
[105701,"Ex9PB B r 24V AC/DC","Zujalica za montažu na vrata ormana, isprekidani ton, blinkanje, crvena, 24V AC/DC",361.41340206185572]
[105702,"Ex9PB B r 36V AC/DC","Zujalica za montažu na vrata ormana, isprekidani ton, blinkanje, crvena, 36V AC/DC",361.41340206185572]
[105703,"Ex9PB B r 48V AC/DC","Zujalica za montažu na vrata ormana, isprekidani ton, blinkanje, crvena, 48V AC/DC",361.41340206185572]
[105704,"Ex9PB B r 110V AC","Zujalica za montažu na vrata ormana, isprekidani ton, blinkanje, crvena, 110V AC",361.41340206185572]
[105705,"Ex9PB B r 230V AC","Zujalica za montažu na vrata ormana, isprekidani ton, blinkanje, crvena, 230V AC",361.41340206185572]
[105706,"Ex9PB B r 400V AC","Zujalica za montažu na vrata ormana, isprekidani ton, blinkanje, crvena, 400V AC",361.41340206185572]
[105707,"Ex9PB C k 24V AC/DC","Zujalica za montažu na vrata ormana, kontinualni ton,  crna, 24V AC/DC",328.92680412371135]
[105708,"Ex9PB C k 36V AC/DC","Zujalica za montažu na vrata ormana, kontinualni ton,  crna, 36V AC/DC",328.92680412371135]
[105709,"Ex9PB C k 48V AC/DC","Zujalica za montažu na vrata ormana, kontinualni ton,  crna, 48V AC/DC",328.92680412371135]
[105710,"Ex9PB C k 110V AC","Zujalica za montažu na vrata ormana, kontinualni ton,  crna, 110V AC",328.92680412371135]
[105711,"Ex9PB C k 230V AC","Zujalica za montažu na vrata ormana, kontinualni ton,  crna, 230V AC",328.92680412371135]
[105712,"Ex9PB C k 400V AC","Zujalica za montažu na vrata ormana, kontinualni ton,  crna, 400V AC",328.92680412371135]
[105713,"Ex9PB C r 24V AC/DC","Zujalica za montažu na vrata ormana, kontinualni ton,  crvena, 24V AC/DC",328.92680412371135]
[105714,"Ex9PB C r 36V AC/DC","Zujalica za montažu na vrata ormana, kontinualni ton,  crvena, 36V AC/DC",328.92680412371135]
[105715,"Ex9PB C r 48V AC/DC","Zujalica za montažu na vrata ormana, kontinualni ton,  crvena, 48V AC/DC",328.92680412371135]
[105716,"Ex9PB C r 110V AC","Zujalica za montažu na vrata ormana, kontinualni ton,  crvena, 110V AC",328.92680412371135]
[105717,"Ex9PB C r 230V AC","Zujalica za montažu na vrata ormana, kontinualni ton,  crvena, 230V AC",328.92680412371135]
[105718,"Ex9PB C r 400V AC","Zujalica za montažu na vrata ormana, kontinualni ton,  crvena, 400V AC",328.92680412371135]
[105719,"Ex9PB L r 24V AC/DC","Zujalica za montažu na vrata ormana, kontinualni ton,  svetleća, crvena, 24V AC/DC",361.41340206185572]
[105720,"Ex9PB L r 36V AC/DC","Zujalica za montažu na vrata ormana, kontinualni ton,  svetleća, crvena, 36V AC/DC",361.41340206185572]
[105721,"Ex9PB L r 48V AC/DC","Zujalica za montažu na vrata ormana, kontinualni ton,  svetleća, crvena, 48V AC/DC",361.41340206185572]
[105722,"Ex9PB L r 110V AC","Zujalica za montažu na vrata ormana, kontinualni ton,  svetleća, crvena, 110V AC",361.41340206185572]
[105723,"Ex9PB L r 230V AC","Zujalica za montažu na vrata ormana, kontinualni ton,  svetleća, crvena, 230V AC",361.41340206185572]
[105724,"Ex9PB L r 400V AC","Zujalica za montažu na vrata ormana, kontinualni ton,  svetleća, crvena, 400V AC",361.41340206185572]
[]
["Miniature Contactors Ex9CS"]
[100956,"Ex9CS06  01 3P 415V","Minijaturni kontaktor, 3-polni, 6A AC-3,  415 V AC, 1 NC ugrađen pomoćni kontakt",2561.0268041237118]
[100957,"Ex9CS06  01 3P 400V","Minijaturni kontaktor, 3-polni, 6A AC-3,  400 V AC, 1 NC ugrađen pomoćni kontakt",2561.0268041237118]
[100958,"Ex9CS06  01 3P 380V","Minijaturni kontaktor, 3-polni, 6A AC-3,  380 V AC, 1 NC ugrađen pomoćni kontakt",2561.0268041237118]
[100959,"Ex9CS06  01 3P 240V","Minijaturni kontaktor, 3-polni, 6A AC-3,  240 V AC, 1 NC ugrađen pomoćni kontakt",2561.0268041237118]
[100960,"Ex9CS06  01 3P 230V","Minijaturni kontaktor, 3-polni, 6A AC-3,  230 V AC, 1 NC ugrađen pomoćni kontakt",2226.6855670103096]
[100961,"Ex9CS06  01 3P 220V","Minijaturni kontaktor, 3-polni, 6A AC-3,  220 V AC, 1 NC ugrađen pomoćni kontakt",2561.0268041237118]
[100962,"Ex9CS06  01 3P 127V","Minijaturni kontaktor, 3-polni, 6A AC-3,  127 V AC, 1 NC ugrađen pomoćni kontakt",2561.0268041237118]
[100963,"Ex9CS06  01 3P 110V ","Minijaturni kontaktor, 3-polni, 6A AC-3,  110 V AC, 1 NC ugrađen pomoćni kontakt",2561.0268041237118]
[100964,"Ex9CS06  01 3P 48V","Minijaturni kontaktor, 3-polni, 6A AC-3,  48 V AC, 1 NC ugrađen pomoćni kontakt",2561.0268041237118]
[100965,"Ex9CS06  01 3P 42V","Minijaturni kontaktor, 3-polni, 6A AC-3,  42 V AC, 1 NC ugrađen pomoćni kontakt",2561.0268041237118]
[100966,"Ex9CS06  01 3P 36V ","Minijaturni kontaktor, 3-polni, 6A AC-3,  36 V AC, 1 NC ugrađen pomoćni kontakt",2561.0268041237118]
[100967,"Ex9CS06  01 3P 24V ","Minijaturni kontaktor, 3-polni, 6A AC-3,  24 V AC, 1 NC ugrađen pomoćni kontakt",2226.6855670103096]
[100968,"Ex9CS06  10 3P 415V","Minijaturni kontaktor, 3-polni, 6A AC-3,  415 V AC, 1 NO ugrađen pomoćni kontakt",2561.0268041237118]
[100969,"Ex9CS06  10 3P 400V","Minijaturni kontaktor, 3-polni, 6A AC-3,  400 V AC, 1 NO ugrađen pomoćni kontakt",2561.0268041237118]
[100970,"Ex9CS06  10 3P 380V","Minijaturni kontaktor, 3-polni, 6A AC-3,  380 V AC, 1 NO ugrađen pomoćni kontakt",2561.0268041237118]
[100971,"Ex9CS06  10 3P 240V","Minijaturni kontaktor, 3-polni, 6A AC-3,  240 V AC, 1 NO ugrađen pomoćni kontakt",2561.0268041237118]
[100972,"Ex9CS06  10 3P 230V","Minijaturni kontaktor, 3-polni, 6A AC-3,  230 V AC, 1 NO ugrađen pomoćni kontakt",2226.6855670103096]
[100973,"Ex9CS06  10 3P 220V","Minijaturni kontaktor, 3-polni, 6A AC-3,  220 V AC, 1 NO ugrađen pomoćni kontakt",2561.0268041237118]
[100974,"Ex9CS06  10 3P 127V","Minijaturni kontaktor, 3-polni, 6A AC-3,  127 V AC, 1 NO ugrađen pomoćni kontakt",2561.0268041237118]
[100975,"Ex9CS06  10 3P 110V ","Minijaturni kontaktor, 3-polni, 6A AC-3,  110 V AC, 1 NO ugrađen pomoćni kontakt",2561.0268041237118]
[100976,"Ex9CS06  10 3P 48V","Minijaturni kontaktor, 3-polni, 6A AC-3,  48 V AC, 1 NO ugrađen pomoćni kontakt",2561.0268041237118]
[100977,"Ex9CS06  10 3P 42V","Minijaturni kontaktor, 3-polni, 6A AC-3,  42 V AC, 1 NO ugrađen pomoćni kontakt",2561.0268041237118]
[100978,"Ex9CS06  10 3P 36V ","Minijaturni kontaktor, 3-polni, 6A AC-3,  36 V AC, 1 NO ugrađen pomoćni kontakt",2561.0268041237118]
[100979,"Ex9CS06  10 3P 24V ","Minijaturni kontaktor, 3-polni, 6A AC-3,  24 V AC, 1 NO ugrađen pomoćni kontakt",2226.6855670103096]
[100980,"Ex9CS06   4P 415V","Minijaturni kontaktor, 4-polni, 6A AC-3,  415 V AC",3828.004123711341]
[100981,"Ex9CS06   4P 400V","Minijaturni kontaktor, 4-polni, 6A AC-3,  400 V AC",3828.004123711341]
[100982,"Ex9CS06   4P 380V","Minijaturni kontaktor, 4-polni, 6A AC-3,  380 V AC",3828.004123711341]
[100983,"Ex9CS06   4P 240V","Minijaturni kontaktor, 4-polni, 6A AC-3,  240 V AC",3828.004123711341]
[100984,"Ex9CS06   4P 230V","Minijaturni kontaktor, 4-polni, 6A AC-3,  230 V AC",3828.004123711341]
[100985,"Ex9CS06   4P 220V","Minijaturni kontaktor, 4-polni, 6A AC-3,  220 V AC",3828.004123711341]
[100986,"Ex9CS06   4P 127V","Minijaturni kontaktor, 4-polni, 6A AC-3,  127 V AC",3828.004123711341]
[100987,"Ex9CS06   4P 110V ","Minijaturni kontaktor, 4-polni, 6A AC-3,  110 V AC",3828.004123711341]
[100988,"Ex9CS06   4P 48V","Minijaturni kontaktor, 4-polni, 6A AC-3,  48 V AC",3828.004123711341]
[100989,"Ex9CS06   4P 42V","Minijaturni kontaktor, 4-polni, 6A AC-3,  42 V AC",3828.004123711341]
[100990,"Ex9CS06   4P 36V ","Minijaturni kontaktor, 4-polni, 6A AC-3,  36 V AC",3828.004123711341]
[100991,"Ex9CS06   4P 24V ","Minijaturni kontaktor, 4-polni, 6A AC-3,  24 V AC",3828.004123711341]
[100992,"Ex9CS06   4P/22 415V","Minijaturni kontaktor, 4-polni, prebacivanje 2+2, 6A AC-3,  415 V AC",4645.5835051546401]
[100993,"Ex9CS06   4P/22 400V","Minijaturni kontaktor, 4-polni, prebacivanje 2+2, 6A AC-3,  400 V AC",4645.5835051546401]
[100994,"Ex9CS06   4P/22 380V","Minijaturni kontaktor, 4-polni, prebacivanje 2+2, 6A AC-3,  380 V AC",4645.5835051546401]
[100995,"Ex9CS06   4P/22 240V","Minijaturni kontaktor, 4-polni, prebacivanje 2+2, 6A AC-3,  240 V AC",4645.5835051546401]
[100996,"Ex9CS06   4P/22 230V","Minijaturni kontaktor, 4-polni, prebacivanje 2+2, 6A AC-3,  230 V AC",4645.5835051546401]
[100997,"Ex9CS06   4P/22 220V","Minijaturni kontaktor, 4-polni, prebacivanje 2+2, 6A AC-3,  220 V AC",4645.5835051546401]
[100998,"Ex9CS06   4P/22 127V","Minijaturni kontaktor, 4-polni, prebacivanje 2+2, 6A AC-3,  127 V AC",4645.5835051546401]
[100999,"Ex9CS06   4P/22 110V ","Minijaturni kontaktor, 4-polni, prebacivanje 2+2, 6A AC-3,  110 V AC",4645.5835051546401]
[101000,"Ex9CS06   4P/22 48V","Minijaturni kontaktor, 4-polni, prebacivanje 2+2, 6A AC-3,  48 V AC",4645.5835051546401]
[101001,"Ex9CS06   4P/22 42V","Minijaturni kontaktor, 4-polni, prebacivanje 2+2, 6A AC-3,  42 V AC",4645.5835051546401]
[101002,"Ex9CS06   4P/22 36V ","Minijaturni kontaktor, 4-polni, prebacivanje 2+2, 6A AC-3,  36 V AC",4645.5835051546401]
[101003,"Ex9CS06   4P/22 24V ","Minijaturni kontaktor, 4-polni, prebacivanje 2+2, 6A AC-3,  24 V AC",4645.5835051546401]
[101004,"Ex9CS09  01 3P 415V","Minijaturni kontaktor, 3-polni, 9A AC-3,  415 V AC, 1 NC ugrađen pomoćni kontakt",2627.3536082474234]
[101005,"Ex9CS09  01 3P 400V","Minijaturni kontaktor, 3-polni, 9A AC-3,  400 V AC, 1 NC ugrađen pomoćni kontakt",1295.4030927835054]
[101006,"Ex9CS09  01 3P 380V","Minijaturni kontaktor, 3-polni, 9A AC-3,  380 V AC, 1 NC ugrađen pomoćni kontakt",1295.4030927835054]
[101007,"Ex9CS09  01 3P 240V","Minijaturni kontaktor, 3-polni, 9A AC-3,  240 V AC, 1 NC ugrađen pomoćni kontakt",1295.4030927835054]
[101008,"Ex9CS09  01 3P 230V","Minijaturni kontaktor, 3-polni, 9A AC-3,  230 V AC, 1 NC ugrađen pomoćni kontakt",1295.4030927835054]
[101009,"Ex9CS09  01 3P 220V","Minijaturni kontaktor, 3-polni, 9A AC-3,  220 V AC, 1 NC ugrađen pomoćni kontakt",1295.4030927835054]
[101010,"Ex9CS09  01 3P 127V","Minijaturni kontaktor, 3-polni, 9A AC-3,  127 V AC, 1 NC ugrađen pomoćni kontakt",1295.4030927835054]
[101011,"Ex9CS09  01 3P 110V ","Minijaturni kontaktor, 3-polni, 9A AC-3,  110 V AC, 1 NC ugrađen pomoćni kontakt",1295.4030927835054]
[101012,"Ex9CS09  01 3P 48V","Minijaturni kontaktor, 3-polni, 9A AC-3,  48 V AC, 1 NC ugrađen pomoćni kontakt",1295.4030927835054]
[101013,"Ex9CS09  01 3P 42V","Minijaturni kontaktor, 3-polni, 9A AC-3,  42 V AC, 1 NC ugrađen pomoćni kontakt",1295.4030927835054]
[101014,"Ex9CS09  01 3P 36V ","Minijaturni kontaktor, 3-polni, 9A AC-3,  36 V AC, 1 NC ugrađen pomoćni kontakt",1295.4030927835054]
[101015,"Ex9CS09  01 3P 24V ","Minijaturni kontaktor, 3-polni, 9A AC-3,  24 V AC, 1 NC ugrađen pomoćni kontakt",1295.4030927835054]
[101016,"Ex9CS09  10 3P 415V","Minijaturni kontaktor, 3-polni, 9A AC-3,  415 V AC, 1 NO ugrađen pomoćni kontakt",1295.4030927835054]
[101017,"Ex9CS09  10 3P 400V","Minijaturni kontaktor, 3-polni, 9A AC-3,  400 V AC, 1 NO ugrađen pomoćni kontakt",1295.4030927835054]
[101018,"Ex9CS09  10 3P 380V","Minijaturni kontaktor, 3-polni, 9A AC-3,  380 V AC, 1 NO ugrađen pomoćni kontakt",1295.4030927835054]
[101019,"Ex9CS09  10 3P 240V","Minijaturni kontaktor, 3-polni, 9A AC-3,  240 V AC, 1 NO ugrađen pomoćni kontakt",1295.4030927835054]
[101020,"Ex9CS09  10 3P 230V","Minijaturni kontaktor, 3-polni, 9A AC-3,  230 V AC, 1 NO ugrađen pomoćni kontakt",1295.4030927835054]
[101021,"Ex9CS09  10 3P 220V","Minijaturni kontaktor, 3-polni, 9A AC-3,  220 V AC, 1 NO ugrađen pomoćni kontakt",1295.4030927835054]
[101022,"Ex9CS09  10 3P 127V","Minijaturni kontaktor, 3-polni, 9A AC-3,  127 V AC, 1 NO ugrađen pomoćni kontakt",1295.4030927835054]
[101023,"Ex9CS09  10 3P 110V ","Minijaturni kontaktor, 3-polni, 9A AC-3,  110 V AC, 1 NO ugrađen pomoćni kontakt",1295.4030927835054]
[101024,"Ex9CS09  10 3P 48V","Minijaturni kontaktor, 3-polni, 9A AC-3,  48 V AC, 1 NO ugrađen pomoćni kontakt",1295.4030927835054]
[101025,"Ex9CS09  10 3P 42V","Minijaturni kontaktor, 3-polni, 9A AC-3,  42 V AC, 1 NO ugrađen pomoćni kontakt",1295.4030927835054]
[101026,"Ex9CS09  10 3P 36V ","Minijaturni kontaktor, 3-polni, 9A AC-3,  36 V AC, 1 NO ugrađen pomoćni kontakt",1295.4030927835054]
[101027,"Ex9CS09  10 3P 24V ","Minijaturni kontaktor, 3-polni, 9A AC-3,  24 V AC, 1 NO ugrađen pomoćni kontakt",1295.4030927835054]
[101028,"Ex9CS09   4P 415V","Minijaturni kontaktor, 4-polni, 9A AC-3,  415 V AC",2597.574226804124]
[101029,"Ex9CS09   4P 400V","Minijaturni kontaktor, 4-polni, 9A AC-3,  400 V AC",2597.574226804124]
[101030,"Ex9CS09   4P 380V","Minijaturni kontaktor, 4-polni, 9A AC-3,  380 V AC",2597.574226804124]
[101031,"Ex9CS09   4P 240V","Minijaturni kontaktor, 4-polni, 9A AC-3,  240 V AC",2597.574226804124]
[101032,"Ex9CS09   4P 230V","Minijaturni kontaktor, 4-polni, 9A AC-3,  230 V AC",2597.574226804124]
[101033,"Ex9CS09   4P 220V","Minijaturni kontaktor, 4-polni, 9A AC-3,  220 V AC",2597.574226804124]
[101034,"Ex9CS09   4P 127V","Minijaturni kontaktor, 4-polni, 9A AC-3,  127 V AC",2597.574226804124]
[101035,"Ex9CS09   4P 110V ","Minijaturni kontaktor, 4-polni, 9A AC-3,  110 V AC",2597.574226804124]
[101036,"Ex9CS09   4P 48V","Minijaturni kontaktor, 4-polni, 9A AC-3,  48 V AC",2597.574226804124]
[101037,"Ex9CS09   4P 42V","Minijaturni kontaktor, 4-polni, 9A AC-3,  42 V AC",2597.574226804124]
[101038,"Ex9CS09   4P 36V ","Minijaturni kontaktor, 4-polni, 9A AC-3,  36 V AC",2597.574226804124]
[101039,"Ex9CS09   4P 24V ","Minijaturni kontaktor, 4-polni, 9A AC-3,  24 V AC",2597.574226804124]
[101040,"Ex9CS09   4P/22 415V","Minijaturni kontaktor, 4-polni, prebacivanje 2+2, 9A AC-3,  415 V AC",4238.147422680413]
[101041,"Ex9CS09   4P/22 400V","Minijaturni kontaktor, 4-polni, prebacivanje 2+2, 9A AC-3,  400 V AC",4238.147422680413]
[101042,"Ex9CS09   4P/22 380V","Minijaturni kontaktor, 4-polni, prebacivanje 2+2, 9A AC-3,  380 V AC",4238.147422680413]
[101043,"Ex9CS09   4P/22 240V","Minijaturni kontaktor, 4-polni, prebacivanje 2+2, 9A AC-3,  240 V AC",4238.147422680413]
[101044,"Ex9CS09   4P/22 230V","Minijaturni kontaktor, 4-polni, prebacivanje 2+2, 9A AC-3,  230 V AC",4238.147422680413]
[101045,"Ex9CS09   4P/22 220V","Minijaturni kontaktor, 4-polni, prebacivanje 2+2, 9A AC-3,  220 V AC",4238.147422680413]
[101046,"Ex9CS09   4P/22 127V","Minijaturni kontaktor, 4-polni, prebacivanje 2+2, 9A AC-3,  127 V AC",4238.147422680413]
[101047,"Ex9CS09   4P/22 110V ","Minijaturni kontaktor, 4-polni, prebacivanje 2+2, 9A AC-3,  110 V AC",4238.147422680413]
[101048,"Ex9CS09   4P/22 48V","Minijaturni kontaktor, 4-polni, prebacivanje 2+2, 9A AC-3,  48 V AC",4238.147422680413]
[101049,"Ex9CS09   4P/22 42V","Minijaturni kontaktor, 4-polni, prebacivanje 2+2, 9A AC-3,  42 V AC",4238.147422680413]
[101050,"Ex9CS09   4P/22 36V ","Minijaturni kontaktor, 4-polni, prebacivanje 2+2, 9A AC-3,  36 V AC",4238.147422680413]
[101051,"Ex9CS09   4P/22 24V ","Minijaturni kontaktor, 4-polni, prebacivanje 2+2, 9A AC-3,  24 V AC",4238.147422680413]
[101052,"Ex9CS12  01 3P 415V","Minijaturni kontaktor, 3-polni, 12A AC-3,  415 V AC, 1 NC ugrađen pomoćni kontakt",1613.5010309278355]
[101053,"Ex9CS12  01 3P 400V","Minijaturni kontaktor, 3-polni, 12A AC-3,  400 V AC, 1 NC ugrađen pomoćni kontakt",1613.5010309278355]
[101054,"Ex9CS12  01 3P 380V","Minijaturni kontaktor, 3-polni, 12A AC-3,  380 V AC, 1 NC ugrađen pomoćni kontakt",1613.5010309278355]
[101055,"Ex9CS12  01 3P 240V","Minijaturni kontaktor, 3-polni, 12A AC-3,  240 V AC, 1 NC ugrađen pomoćni kontakt",1613.5010309278355]
[101056,"Ex9CS12  01 3P 230V","Minijaturni kontaktor, 3-polni, 12A AC-3,  230 V AC, 1 NC ugrađen pomoćni kontakt",1613.5010309278355]
[101057,"Ex9CS12  01 3P 220V","Minijaturni kontaktor, 3-polni, 12A AC-3,  220 V AC, 1 NC ugrađen pomoćni kontakt",1613.5010309278355]
[101058,"Ex9CS12  01 3P 127V","Minijaturni kontaktor, 3-polni, 12A AC-3,  127 V AC, 1 NC ugrađen pomoćni kontakt",1613.5010309278355]
[101059,"Ex9CS12  01 3P 110V ","Minijaturni kontaktor, 3-polni, 12A AC-3,  110 V AC, 1 NC ugrađen pomoćni kontakt",1613.5010309278355]
[101060,"Ex9CS12  01 3P 48V","Minijaturni kontaktor, 3-polni, 12A AC-3,  48 V AC, 1 NC ugrađen pomoćni kontakt",1613.5010309278355]
[101061,"Ex9CS12  01 3P 42V","Minijaturni kontaktor, 3-polni, 12A AC-3,  42 V AC, 1 NC ugrađen pomoćni kontakt",1613.5010309278355]
[101062,"Ex9CS12  01 3P 36V ","Minijaturni kontaktor, 3-polni, 12A AC-3,  36 V AC, 1 NC ugrađen pomoćni kontakt",1613.5010309278355]
[101063,"Ex9CS12  01 3P 24V ","Minijaturni kontaktor, 3-polni, 12A AC-3,  24 V AC, 1 NC ugrađen pomoćni kontakt",1613.5010309278355]
[101064,"Ex9CS12  10 3P 415V","Minijaturni kontaktor, 3-polni, 12A AC-3,  415 V AC, 1 NO ugrađen pomoćni kontakt",1613.5010309278355]
[101065,"Ex9CS12  10 3P 400V","Minijaturni kontaktor, 3-polni, 12A AC-3,  400 V AC, 1 NO ugrađen pomoćni kontakt",1613.5010309278355]
[101066,"Ex9CS12  10 3P 380V","Minijaturni kontaktor, 3-polni, 12A AC-3,  380 V AC, 1 NO ugrađen pomoćni kontakt",1613.5010309278355]
[101067,"Ex9CS12  10 3P 240V","Minijaturni kontaktor, 3-polni, 12A AC-3,  240 V AC, 1 NO ugrađen pomoćni kontakt",1613.5010309278355]
[101068,"Ex9CS12  10 3P 230V","Minijaturni kontaktor, 3-polni, 12A AC-3,  230 V AC, 1 NO ugrađen pomoćni kontakt",1613.5010309278355]
[101069,"Ex9CS12  10 3P 220V","Minijaturni kontaktor, 3-polni, 12A AC-3,  220 V AC, 1 NO ugrađen pomoćni kontakt",1613.5010309278355]
[101070,"Ex9CS12  10 3P 127V","Minijaturni kontaktor, 3-polni, 12A AC-3,  127 V AC, 1 NO ugrađen pomoćni kontakt",1613.5010309278355]
[101071,"Ex9CS12  10 3P 110V ","Minijaturni kontaktor, 3-polni, 12A AC-3,  110 V AC, 1 NO ugrađen pomoćni kontakt",1613.5010309278355]
[101072,"Ex9CS12  10 3P 48V","Minijaturni kontaktor, 3-polni, 12A AC-3,  48 V AC, 1 NO ugrađen pomoćni kontakt",1613.5010309278355]
[101073,"Ex9CS12  10 3P 42V","Minijaturni kontaktor, 3-polni, 12A AC-3,  42 V AC, 1 NO ugrađen pomoćni kontakt",1613.5010309278355]
[101074,"Ex9CS12  10 3P 36V ","Minijaturni kontaktor, 3-polni, 12A AC-3,  36 V AC, 1 NO ugrađen pomoćni kontakt",1613.5010309278355]
[101075,"Ex9CS12  10 3P 24V ","Minijaturni kontaktor, 3-polni, 12A AC-3,  24 V AC, 1 NO ugrađen pomoćni kontakt",1613.5010309278355]
[101076,"Ex9CS12   4P 415V","Minijaturni kontaktor, 4-polni, 12A AC-3,  415 V AC",3809.0536082474232]
[101077,"Ex9CS12   4P 400V","Minijaturni kontaktor, 4-polni, 12A AC-3,  400 V AC",3809.0536082474232]
[101078,"Ex9CS12   4P 380V","Minijaturni kontaktor, 4-polni, 12A AC-3,  380 V AC",3809.0536082474232]
[101079,"Ex9CS12   4P 240V","Minijaturni kontaktor, 4-polni, 12A AC-3,  240 V AC",3809.0536082474232]
[101080,"Ex9CS12   4P 230V","Minijaturni kontaktor, 4-polni, 12A AC-3,  230 V AC",3809.0536082474232]
[101081,"Ex9CS12   4P 220V","Minijaturni kontaktor, 4-polni, 12A AC-3,  220 V AC",3809.0536082474232]
[101082,"Ex9CS12   4P 127V","Minijaturni kontaktor, 4-polni, 12A AC-3,  127 V AC",3809.0536082474232]
[101083,"Ex9CS12   4P 110V ","Minijaturni kontaktor, 4-polni, 12A AC-3,  110 V AC",3809.0536082474232]
[101084,"Ex9CS12   4P 48V","Minijaturni kontaktor, 4-polni, 12A AC-3,  48 V AC",3809.0536082474232]
[101085,"Ex9CS12   4P 42V","Minijaturni kontaktor, 4-polni, 12A AC-3,  42 V AC",3809.0536082474232]
[101086,"Ex9CS12   4P 36V ","Minijaturni kontaktor, 4-polni, 12A AC-3,  36 V AC",3809.0536082474232]
[101087,"Ex9CS12   4P 24V ","Minijaturni kontaktor, 4-polni, 12A AC-3,  24 V AC",3809.0536082474232]
[101088,"Ex9CS12   4P/22 415V","Minijaturni kontaktor, 4-polni, prebacivanje 2+2, 12A AC-3,  415 V AC",4581.9639175257735]
[101089,"Ex9CS12   4P/22 400V","Minijaturni kontaktor, 4-polni, prebacivanje 2+2, 12A AC-3,  400 V AC",4581.9639175257735]
[101090,"Ex9CS12   4P/22 380V","Minijaturni kontaktor, 4-polni, prebacivanje 2+2, 12A AC-3,  380 V AC",4581.9639175257735]
[101091,"Ex9CS12   4P/22 240V","Minijaturni kontaktor, 4-polni, prebacivanje 2+2, 12A AC-3,  240 V AC",4581.9639175257735]
[101092,"Ex9CS12   4P/22 230V","Minijaturni kontaktor, 4-polni, prebacivanje 2+2, 12A AC-3,  230 V AC",4581.9639175257735]
[101093,"Ex9CS12   4P/22 220V","Minijaturni kontaktor, 4-polni, prebacivanje 2+2, 12A AC-3,  220 V AC",4581.9639175257735]
[101094,"Ex9CS12   4P/22 127V","Minijaturni kontaktor, 4-polni, prebacivanje 2+2, 12A AC-3,  127 V AC",4581.9639175257735]
[101095,"Ex9CS12   4P/22 110V ","Minijaturni kontaktor, 4-polni, prebacivanje 2+2, 12A AC-3,  110 V AC",4581.9639175257735]
[101096,"Ex9CS12   4P/22 48V","Minijaturni kontaktor, 4-polni, prebacivanje 2+2, 12A AC-3,  48 V AC",4581.9639175257735]
[101097,"Ex9CS12   4P/22 42V","Minijaturni kontaktor, 4-polni, prebacivanje 2+2, 12A AC-3,  42 V AC",4581.9639175257735]
[101098,"Ex9CS12   4P/22 36V ","Minijaturni kontaktor, 4-polni, prebacivanje 2+2, 12A AC-3,  36 V AC",4581.9639175257735]
[101099,"Ex9CS12   4P/22 24V ","Minijaturni kontaktor, 4-polni, prebacivanje 2+2, 12A AC-3,  24 V AC",4581.9639175257735]
[]
["Reversible Miniature contactors Ex9CSR"]
[104504,"Ex9CSR06 10 3P 48V","Reverzni minijaturni kontaktor, 3-polni, 6A AC-3,  48 V AC, 1 NO ugrađen pomoćni kontakt",4373.5082474226811]
[104505,"Ex9CSR06 10 3P 42V","Reverzni minijaturni kontaktor, 3-polni, 6A AC-3,  42 V AC, 1 NO ugrađen pomoćni kontakt",4373.5082474226811]
[104506,"Ex9CSR06 10 3P 415V","Reverzni minijaturni kontaktor, 3-polni, 6A AC-3,  415 V AC, 1 NO ugrađen pomoćni kontakt",4373.5082474226811]
[104507,"Ex9CSR06 10 3P 400V","Reverzni minijaturni kontaktor, 3-polni, 6A AC-3,  400 V AC, 1 NO ugrađen pomoćni kontakt",4373.5082474226811]
[104508,"Ex9CSR06 10 3P 380V","Reverzni minijaturni kontaktor, 3-polni, 6A AC-3,  380 V AC, 1 NO ugrađen pomoćni kontakt",4373.5082474226811]
[104509,"Ex9CSR06 10 3P 36V","Reverzni minijaturni kontaktor, 3-polni, 6A AC-3,  36 V AC, 1 NO ugrađen pomoćni kontakt",4373.5082474226811]
[104510,"Ex9CSR06 10 3P 24V","Reverzni minijaturni kontaktor, 3-polni, 6A AC-3,  24 V AC, 1 NO ugrađen pomoćni kontakt",4373.5082474226811]
[104511,"Ex9CSR06 10 3P 240V","Reverzni minijaturni kontaktor, 3-polni, 6A AC-3,  240 V AC, 1 NO ugrađen pomoćni kontakt",4373.5082474226811]
[104512,"Ex9CSR06 10 3P 230V","Reverzni minijaturni kontaktor, 3-polni, 6A AC-3,  230 V AC, 1 NO ugrađen pomoćni kontakt",4373.5082474226811]
[104513,"Ex9CSR06 10 3P 220V","Reverzni minijaturni kontaktor, 3-polni, 6A AC-3,  220 V AC, 1 NO ugrađen pomoćni kontakt",4373.5082474226811]
[104514,"Ex9CSR06 10 3P 127V","Reverzni minijaturni kontaktor, 3-polni, 6A AC-3,  127 V AC, 1 NO ugrađen pomoćni kontakt",4373.5082474226811]
[104515,"Ex9CSR06 10 3P 110V","Reverzni minijaturni kontaktor, 3-polni, 6A AC-3,  110 V AC, 1 NO ugrađen pomoćni kontakt",4373.5082474226811]
[104516,"Ex9CSR06 01 3P 48V","Reverzni minijaturni kontaktor, 3-polni, 6A AC-3,  48 V AC, 1 NC ugrađen pomoćni kontakt",4373.5082474226811]
[104517,"Ex9CSR06 01 3P 42V","Reverzni minijaturni kontaktor, 3-polni, 6A AC-3,  42 V AC, 1 NC ugrađen pomoćni kontakt",4373.5082474226811]
[104518,"Ex9CSR06 01 3P 415V","Reverzni minijaturni kontaktor, 3-polni, 6A AC-3,  415 V AC, 1 NC ugrađen pomoćni kontakt",4373.5082474226811]
[104519,"Ex9CSR06 01 3P 400V","Reverzni minijaturni kontaktor, 3-polni, 6A AC-3,  400 V AC, 1 NC ugrađen pomoćni kontakt",4373.5082474226811]
[104520,"Ex9CSR06 01 3P 380V","Reverzni minijaturni kontaktor, 3-polni, 6A AC-3,  380 V AC, 1 NC ugrađen pomoćni kontakt",4373.5082474226811]
[104521,"Ex9CSR06 01 3P 36V","Reverzni minijaturni kontaktor, 3-polni, 6A AC-3,  36 V AC, 1 NC ugrađen pomoćni kontakt",4373.5082474226811]
[104522,"Ex9CSR06 01 3P 24V","Reverzni minijaturni kontaktor, 3-polni, 6A AC-3,  24 V AC, 1 NC ugrađen pomoćni kontakt",4373.5082474226811]
[104523,"Ex9CSR06 01 3P 240V","Reverzni minijaturni kontaktor, 3-polni, 6A AC-3,  240 V AC, 1 NC ugrađen pomoćni kontakt",4373.5082474226811]
[104524,"Ex9CSR06 01 3P 230V","Reverzni minijaturni kontaktor, 3-polni, 6A AC-3,  230 V AC, 1 NC ugrađen pomoćni kontakt",4373.5082474226811]
[104525,"Ex9CSR06 01 3P 220V","Reverzni minijaturni kontaktor, 3-polni, 6A AC-3,  220 V AC, 1 NC ugrađen pomoćni kontakt",4373.5082474226811]
[104526,"Ex9CSR06 01 3P 127V","Reverzni minijaturni kontaktor, 3-polni, 6A AC-3,  127 V AC, 1 NC ugrađen pomoćni kontakt",4373.5082474226811]
[104527,"Ex9CSR06 01 3P 110V","Reverzni minijaturni kontaktor, 3-polni, 6A AC-3,  110 V AC, 1 NC ugrađen pomoćni kontakt",4373.5082474226811]
[104528,"Ex9CSR06  4P/22 48V","Reverzni minijaturni kontaktor, 4-polni, 6A AC-3,  48 V AC, 2 NC + 2 NO ugrađeni pomoćni kontakti",4818.8453608247428]
[104529,"Ex9CSR06  4P/22 42V","Reverzni minijaturni kontaktor, 4-polni, 6A AC-3,  42 V AC, 2 NC + 2 NO ugrađeni pomoćni kontakti",4818.8453608247428]
[104530,"Ex9CSR06  4P/22 415V","Reverzni minijaturni kontaktor, 4-polni, 6A AC-3,  415 V AC, 2 NC + 2 NO ugrađeni pomoćni kontakti",4818.8453608247428]
[104531,"Ex9CSR06  4P/22 400V","Reverzni minijaturni kontaktor, 4-polni, 6A AC-3,  400 V AC, 2 NC + 2 NO ugrađeni pomoćni kontakti",4818.8453608247428]
[104532,"Ex9CSR06  4P/22 380V","Reverzni minijaturni kontaktor, 4-polni, 6A AC-3,  380 V AC, 2 NC + 2 NO ugrađeni pomoćni kontakti",4818.8453608247428]
[104533,"Ex9CSR06  4P/22 36V","Reverzni minijaturni kontaktor, 4-polni, 6A AC-3,  36 V AC, 2 NC + 2 NO ugrađeni pomoćni kontakti",4818.8453608247428]
[104534,"Ex9CSR06  4P/22 24V","Reverzni minijaturni kontaktor, 4-polni, 6A AC-3,  24 V AC, 2 NC + 2 NO ugrađeni pomoćni kontakti",4818.8453608247428]
[104535,"Ex9CSR06  4P/22 240V","Reverzni minijaturni kontaktor, 4-polni, 6A AC-3,  240 V AC, 2 NC + 2 NO ugrađeni pomoćni kontakti",4818.8453608247428]
[104536,"Ex9CSR06  4P/22 230V","Reverzni minijaturni kontaktor, 4-polni, 6A AC-3,  230 V AC, 2 NC + 2 NO ugrađeni pomoćni kontakti",4818.8453608247428]
[104537,"Ex9CSR06  4P/22 220V","Reverzni minijaturni kontaktor, 4-polni, 6A AC-3,  220 V AC, 2 NC + 2 NO ugrađeni pomoćni kontakti",4818.8453608247428]
[104538,"Ex9CSR06  4P/22 127V","Reverzni minijaturni kontaktor, 4-polni, 6A AC-3,  127 V AC, 2 NC + 2 NO ugrađeni pomoćni kontakti",4818.8453608247428]
[104539,"Ex9CSR06  4P/22 110V","Reverzni minijaturni kontaktor, 4-polni, 6A AC-3,  110 V AC, 2 NC + 2 NO ugrađeni pomoćni kontakti",4818.8453608247428]
[104540,"Ex9CSR06  4P 48V","Reverzni minijaturni kontaktor, 4-polni, 6A AC-3,  48 V AC",4818.8453608247428]
[104541,"Ex9CSR06  4P 42V","Reverzni minijaturni kontaktor, 4-polni, 6A AC-3,  42 V AC",4818.8453608247428]
[104542,"Ex9CSR06  4P 415V","Reverzni minijaturni kontaktor, 4-polni, 6A AC-3,  415 V AC",4818.8453608247428]
[104543,"Ex9CSR06  4P 400V","Reverzni minijaturni kontaktor, 4-polni, 6A AC-3,  400 V AC",4818.8453608247428]
[104544,"Ex9CSR06  4P 380V","Reverzni minijaturni kontaktor, 4-polni, 6A AC-3,  380 V AC",4818.8453608247428]
[104545,"Ex9CSR06  4P 36V","Reverzni minijaturni kontaktor, 4-polni, 6A AC-3,  36 V AC",4818.8453608247428]
[104546,"Ex9CSR06  4P 24V","Reverzni minijaturni kontaktor, 4-polni, 6A AC-3,  24 V AC",4818.8453608247428]
[104547,"Ex9CSR06  4P 240V","Reverzni minijaturni kontaktor, 4-polni, 6A AC-3,  240 V AC",4818.8453608247428]
[104548,"Ex9CSR06  4P 230V","Reverzni minijaturni kontaktor, 4-polni, 6A AC-3,  230 V AC",4818.8453608247428]
[104549,"Ex9CSR06  4P 220V","Reverzni minijaturni kontaktor, 4-polni, 6A AC-3,  220 V AC",4818.8453608247428]
[104550,"Ex9CSR06  4P 127V","Reverzni minijaturni kontaktor, 4-polni, 6A AC-3,  127 V AC",4818.8453608247428]
[104551,"Ex9CSR06  4P 110V","Reverzni minijaturni kontaktor, 4-polni, 6A AC-3,  110 V AC",4818.8453608247428]
[104552,"Ex9CSR09 10 3P 48V","Reverzni minijaturni kontaktor, 3-polni, 9A AC-3,  48 V AC, 1 NO ugrađen pomoćni kontakt",4277.4020618556715]
[104553,"Ex9CSR09 10 3P 42V","Reverzni minijaturni kontaktor, 3-polni, 9A AC-3,  42 V AC, 1 NO ugrađen pomoćni kontakt",4277.4020618556715]
[104554,"Ex9CSR09 10 3P 415V","Reverzni minijaturni kontaktor, 3-polni, 9A AC-3,  415 V AC, 1 NO ugrađen pomoćni kontakt",4277.4020618556715]
[104555,"Ex9CSR09 10 3P 400V","Reverzni minijaturni kontaktor, 3-polni, 9A AC-3,  400 V AC, 1 NO ugrađen pomoćni kontakt",4277.4020618556715]
[104556,"Ex9CSR09 10 3P 380V","Reverzni minijaturni kontaktor, 3-polni, 9A AC-3,  380 V AC, 1 NO ugrađen pomoćni kontakt",4277.4020618556715]
[104557,"Ex9CSR09 10 3P 36V","Reverzni minijaturni kontaktor, 3-polni, 9A AC-3,  36 V AC, 1 NO ugrađen pomoćni kontakt",4277.4020618556715]
[104558,"Ex9CSR09 10 3P 24V","Reverzni minijaturni kontaktor, 3-polni, 9A AC-3,  24 V AC, 1 NO ugrađen pomoćni kontakt",4277.4020618556715]
[104559,"Ex9CSR09 10 3P 240V","Reverzni minijaturni kontaktor, 3-polni, 9A AC-3,  240 V AC, 1 NO ugrađen pomoćni kontakt",4277.4020618556715]
[104560,"Ex9CSR09 10 3P 230V","Reverzni minijaturni kontaktor, 3-polni, 9A AC-3,  230 V AC, 1 NO ugrađen pomoćni kontakt",4277.4020618556715]
[104561,"Ex9CSR09 10 3P 220V","Reverzni minijaturni kontaktor, 3-polni, 9A AC-3,  220 V AC, 1 NO ugrađen pomoćni kontakt",4277.4020618556715]
[104562,"Ex9CSR09 10 3P 127V","Reverzni minijaturni kontaktor, 3-polni, 9A AC-3,  127 V AC, 1 NO ugrađen pomoćni kontakt",4277.4020618556715]
[104563,"Ex9CSR09 10 3P 110V","Reverzni minijaturni kontaktor, 3-polni, 9A AC-3,  110 V AC, 1 NO ugrađen pomoćni kontakt",4277.4020618556715]
[104564,"Ex9CSR09 01 3P 48V","Reverzni minijaturni kontaktor, 3-polni, 9A AC-3,  48 V AC, 1 NC ugrađen pomoćni kontakt",4277.4020618556715]
[104565,"Ex9CSR09 01 3P 42V","Reverzni minijaturni kontaktor, 3-polni, 9A AC-3,  42 V AC, 1 NC ugrađen pomoćni kontakt",4277.4020618556715]
[104566,"Ex9CSR09 01 3P 415V","Reverzni minijaturni kontaktor, 3-polni, 9A AC-3,  415 V AC, 1 NC ugrađen pomoćni kontakt",4277.4020618556715]
[104567,"Ex9CSR09 01 3P 400V","Reverzni minijaturni kontaktor, 3-polni, 9A AC-3,  400 V AC, 1 NC ugrađen pomoćni kontakt",4277.4020618556715]
[104568,"Ex9CSR09 01 3P 380V","Reverzni minijaturni kontaktor, 3-polni, 9A AC-3,  380 V AC, 1 NC ugrađen pomoćni kontakt",4277.4020618556715]
[104569,"Ex9CSR09 01 3P 36V","Reverzni minijaturni kontaktor, 3-polni, 9A AC-3,  36 V AC, 1 NC ugrađen pomoćni kontakt",4277.4020618556715]
[104570,"Ex9CSR09 01 3P 24V","Reverzni minijaturni kontaktor, 3-polni, 9A AC-3,  24 V AC, 1 NC ugrađen pomoćni kontakt",4277.4020618556715]
[104571,"Ex9CSR09 01 3P 240V","Reverzni minijaturni kontaktor, 3-polni, 9A AC-3,  240 V AC, 1 NC ugrađen pomoćni kontakt",4277.4020618556715]
[104572,"Ex9CSR09 01 3P 230V","Reverzni minijaturni kontaktor, 3-polni, 9A AC-3,  230 V AC, 1 NC ugrađen pomoćni kontakt",4277.4020618556715]
[104573,"Ex9CSR09 01 3P 220V","Reverzni minijaturni kontaktor, 3-polni, 9A AC-3,  220 V AC, 1 NC ugrađen pomoćni kontakt",4277.4020618556715]
[104574,"Ex9CSR09 01 3P 127V","Reverzni minijaturni kontaktor, 3-polni, 9A AC-3,  127 V AC, 1 NC ugrađen pomoćni kontakt",4277.4020618556715]
[104575,"Ex9CSR09 01 3P 110V","Reverzni minijaturni kontaktor, 3-polni, 9A AC-3,  110 V AC, 1 NC ugrađen pomoćni kontakt",4277.4020618556715]
[104576,"Ex9CSR09  4P/22 48V","Reverzni minijaturni kontaktor, 4-polni, 9A AC-3,  48 V AC, 2 NC + 2 NO ugrađeni pomoćni kontakti",4705.1422680412379]
[104577,"Ex9CSR09  4P/22 42V","Reverzni minijaturni kontaktor, 4-polni, 9A AC-3,  42 V AC, 2 NC + 2 NO ugrađeni pomoćni kontakti",4705.1422680412379]
[104578,"Ex9CSR09  4P/22 415V","Reverzni minijaturni kontaktor, 4-polni, 9A AC-3,  415 V AC, 2 NC + 2 NO ugrađeni pomoćni kontakti",4705.1422680412379]
[104579,"Ex9CSR09  4P/22 400V","Reverzni minijaturni kontaktor, 4-polni, 9A AC-3,  400 V AC, 2 NC + 2 NO ugrađeni pomoćni kontakti",4705.1422680412379]
[104580,"Ex9CSR09  4P/22 380V","Reverzni minijaturni kontaktor, 4-polni, 9A AC-3,  380 V AC, 2 NC + 2 NO ugrađeni pomoćni kontakti",4705.1422680412379]
[104581,"Ex9CSR09  4P/22 36V","Reverzni minijaturni kontaktor, 4-polni, 9A AC-3,  36 V AC, 2 NC + 2 NO ugrađeni pomoćni kontakti",4705.1422680412379]
[104582,"Ex9CSR09  4P/22 24V","Reverzni minijaturni kontaktor, 4-polni, 9A AC-3,  24 V AC, 2 NC + 2 NO ugrađeni pomoćni kontakti",4705.1422680412379]
[104583,"Ex9CSR09  4P/22 240V","Reverzni minijaturni kontaktor, 4-polni, 9A AC-3,  240 V AC, 2 NC + 2 NO ugrađeni pomoćni kontakti",4705.1422680412379]
[104584,"Ex9CSR09  4P/22 230V","Reverzni minijaturni kontaktor, 4-polni, 9A AC-3,  230 V AC, 2 NC + 2 NO ugrađeni pomoćni kontakti",4705.1422680412379]
[104585,"Ex9CSR09  4P/22 220V","Reverzni minijaturni kontaktor, 4-polni, 9A AC-3,  220 V AC, 2 NC + 2 NO ugrađeni pomoćni kontakti",4705.1422680412379]
[104586,"Ex9CSR09  4P/22 127V","Reverzni minijaturni kontaktor, 4-polni, 9A AC-3,  127 V AC, 2 NC + 2 NO ugrađeni pomoćni kontakti",4705.1422680412379]
[104587,"Ex9CSR09  4P/22 110V","Reverzni minijaturni kontaktor, 4-polni, 9A AC-3,  110 V AC, 2 NC + 2 NO ugrađeni pomoćni kontakti",4705.1422680412379]
[104588,"Ex9CSR09  4P 48V","Reverzni minijaturni kontaktor, 4-polni, 9A AC-3,  48 V AC",4705.1422680412379]
[104589,"Ex9CSR09  4P 42V","Reverzni minijaturni kontaktor, 4-polni, 9A AC-3,  42 V AC",4705.1422680412379]
[104590,"Ex9CSR09  4P 415V","Reverzni minijaturni kontaktor, 4-polni, 9A AC-3,  415 V AC",4705.1422680412379]
[104591,"Ex9CSR09  4P 400V","Reverzni minijaturni kontaktor, 4-polni, 9A AC-3,  400 V AC",4705.1422680412379]
[104592,"Ex9CSR09  4P 380V","Reverzni minijaturni kontaktor, 4-polni, 9A AC-3,  380 V AC",4705.1422680412379]
[104593,"Ex9CSR09  4P 36V","Reverzni minijaturni kontaktor, 4-polni, 9A AC-3,  36 V AC",4705.1422680412379]
[104594,"Ex9CSR09  4P 24V","Reverzni minijaturni kontaktor, 4-polni, 9A AC-3,  24 V AC",4705.1422680412379]
[104595,"Ex9CSR09  4P 240V","Reverzni minijaturni kontaktor, 4-polni, 9A AC-3,  240 V AC",4705.1422680412379]
[104596,"Ex9CSR09  4P 230V","Reverzni minijaturni kontaktor, 4-polni, 9A AC-3,  230 V AC",4705.1422680412379]
[104597,"Ex9CSR09  4P 220V","Reverzni minijaturni kontaktor, 4-polni, 9A AC-3,  220 V AC",4705.1422680412379]
[104598,"Ex9CSR09  4P 127V","Reverzni minijaturni kontaktor, 4-polni, 9A AC-3,  127 V AC",4705.1422680412379]
[104599,"Ex9CSR09  4P 110V","Reverzni minijaturni kontaktor, 4-polni, 9A AC-3,  110 V AC",4705.1422680412379]
[104600,"Ex9CSR12 10 3P 48V","Reverzni minijaturni kontaktor, 3-polni, 12A AC-3,  48 V AC, 1 NO ugrađen pomoćni kontakt",4667.2412371134014]
[104601,"Ex9CSR12 10 3P 42V","Reverzni minijaturni kontaktor, 3-polni, 12A AC-3,  42 V AC, 1 NO ugrađen pomoćni kontakt",4667.2412371134014]
[104602,"Ex9CSR12 10 3P 415V","Reverzni minijaturni kontaktor, 3-polni, 12A AC-3,  415 V AC, 1 NO ugrađen pomoćni kontakt",4667.2412371134014]
[104603,"Ex9CSR12 10 3P 400V","Reverzni minijaturni kontaktor, 3-polni, 12A AC-3,  400 V AC, 1 NO ugrađen pomoćni kontakt",4667.2412371134014]
[104604,"Ex9CSR12 10 3P 380V","Reverzni minijaturni kontaktor, 3-polni, 12A AC-3,  380 V AC, 1 NO ugrađen pomoćni kontakt",4667.2412371134014]
[104605,"Ex9CSR12 10 3P 36V","Reverzni minijaturni kontaktor, 3-polni, 12A AC-3,  36 V AC, 1 NO ugrađen pomoćni kontakt",4667.2412371134014]
[104606,"Ex9CSR12 10 3P 24V","Reverzni minijaturni kontaktor, 3-polni, 12A AC-3,  24 V AC, 1 NO ugrađen pomoćni kontakt",4667.2412371134014]
[104607,"Ex9CSR12 10 3P 240V","Reverzni minijaturni kontaktor, 3-polni, 12A AC-3,  240 V AC, 1 NO ugrađen pomoćni kontakt",4667.2412371134014]
[104608,"Ex9CSR12 10 3P 230V","Reverzni minijaturni kontaktor, 3-polni, 12A AC-3,  230 V AC, 1 NO ugrađen pomoćni kontakt",4667.2412371134014]
[104609,"Ex9CSR12 10 3P 220V","Reverzni minijaturni kontaktor, 3-polni, 12A AC-3,  220 V AC, 1 NO ugrađen pomoćni kontakt",4667.2412371134014]
[104610,"Ex9CSR12 10 3P 127V","Reverzni minijaturni kontaktor, 3-polni, 12A AC-3,  127 V AC, 1 NO ugrađen pomoćni kontakt",4667.2412371134014]
[104611,"Ex9CSR12 10 3P 110V","Reverzni minijaturni kontaktor, 3-polni, 12A AC-3,  110 V AC, 1 NO ugrađen pomoćni kontakt",4667.2412371134014]
[104612,"Ex9CSR12 01 3P 48V","Reverzni minijaturni kontaktor, 3-polni, 12A AC-3,  48 V AC, 1 NC ugrađen pomoćni kontakt",4667.2412371134014]
[104613,"Ex9CSR12 01 3P 42V","Reverzni minijaturni kontaktor, 3-polni, 12A AC-3,  42 V AC, 1 NC ugrađen pomoćni kontakt",4667.2412371134014]
[104614,"Ex9CSR12 01 3P 415V","Reverzni minijaturni kontaktor, 3-polni, 12A AC-3,  415 V AC, 1 NC ugrađen pomoćni kontakt",4667.2412371134014]
[104615,"Ex9CSR12 01 3P 400V","Reverzni minijaturni kontaktor, 3-polni, 12A AC-3,  400 V AC, 1 NC ugrađen pomoćni kontakt",4667.2412371134014]
[104616,"Ex9CSR12 01 3P 380V","Reverzni minijaturni kontaktor, 3-polni, 12A AC-3,  380 V AC, 1 NC ugrađen pomoćni kontakt",4667.2412371134014]
[104617,"Ex9CSR12 01 3P 36V","Reverzni minijaturni kontaktor, 3-polni, 12A AC-3,  36 V AC, 1 NC ugrađen pomoćni kontakt",4667.2412371134014]
[104618,"Ex9CSR12 01 3P 24V","Reverzni minijaturni kontaktor, 3-polni, 12A AC-3,  24 V AC, 1 NC ugrađen pomoćni kontakt",4667.2412371134014]
[104619,"Ex9CSR12 01 3P 240V","Reverzni minijaturni kontaktor, 3-polni, 12A AC-3,  240 V AC, 1 NC ugrađen pomoćni kontakt",4667.2412371134014]
[104620,"Ex9CSR12 01 3P 230V","Reverzni minijaturni kontaktor, 3-polni, 12A AC-3,  230 V AC, 1 NC ugrađen pomoćni kontakt",4667.2412371134014]
[104621,"Ex9CSR12 01 3P 220V","Reverzni minijaturni kontaktor, 3-polni, 12A AC-3,  220 V AC, 1 NC ugrađen pomoćni kontakt",4667.2412371134014]
[104622,"Ex9CSR12 01 3P 127V","Reverzni minijaturni kontaktor, 3-polni, 12A AC-3,  127 V AC, 1 NC ugrađen pomoćni kontakt",4667.2412371134014]
[104623,"Ex9CSR12 01 3P 110V","Reverzni minijaturni kontaktor, 3-polni, 12A AC-3,  110 V AC, 1 NC ugrađen pomoćni kontakt",4667.2412371134014]
[104624,"Ex9CSR12  4P/22 48V","Reverzni minijaturni kontaktor, 4-polni, 12A AC-3,  48 V AC, 2 NC + 2 NO ugrađeni pomoćni kontakti",5103.1030927835054]
[104625,"Ex9CSR12  4P/22 42V","Reverzni minijaturni kontaktor, 4-polni, 12A AC-3,  42 V AC, 2 NC + 2 NO ugrađeni pomoćni kontakti",5103.1030927835054]
[104626,"Ex9CSR12  4P/22 415V","Reverzni minijaturni kontaktor, 4-polni, 12A AC-3,  415 V AC, 2 NC + 2 NO ugrađeni pomoćni kontakti",5103.1030927835054]
[104627,"Ex9CSR12  4P/22 400V","Reverzni minijaturni kontaktor, 4-polni, 12A AC-3,  400 V AC, 2 NC + 2 NO ugrađeni pomoćni kontakti",5103.1030927835054]
[104628,"Ex9CSR12  4P/22 380V","Reverzni minijaturni kontaktor, 4-polni, 12A AC-3,  380 V AC, 2 NC + 2 NO ugrađeni pomoćni kontakti",5103.1030927835054]
[104629,"Ex9CSR12  4P/22 36V","Reverzni minijaturni kontaktor, 4-polni, 12A AC-3,  36 V AC, 2 NC + 2 NO ugrađeni pomoćni kontakti",5103.1030927835054]
[104630,"Ex9CSR12  4P/22 24V","Reverzni minijaturni kontaktor, 4-polni, 12A AC-3,  24 V AC, 2 NC + 2 NO ugrađeni pomoćni kontakti",5103.1030927835054]
[104631,"Ex9CSR12  4P/22 240V","Reverzni minijaturni kontaktor, 4-polni, 12A AC-3,  240 V AC, 2 NC + 2 NO ugrađeni pomoćni kontakti",5103.1030927835054]
[104632,"Ex9CSR12  4P/22 230V","Reverzni minijaturni kontaktor, 4-polni, 12A AC-3,  230 V AC, 2 NC + 2 NO ugrađeni pomoćni kontakti",5103.1030927835054]
[104633,"Ex9CSR12  4P/22 220V","Reverzni minijaturni kontaktor, 4-polni, 12A AC-3,  220 V AC, 2 NC + 2 NO ugrađeni pomoćni kontakti",5103.1030927835054]
[104634,"Ex9CSR12  4P/22 127V","Reverzni minijaturni kontaktor, 4-polni, 12A AC-3,  127 V AC, 2 NC + 2 NO ugrađeni pomoćni kontakti",5103.1030927835054]
[104635,"Ex9CSR12  4P/22 110V","Reverzni minijaturni kontaktor, 4-polni, 12A AC-3,  110 V AC, 2 NC + 2 NO ugrađeni pomoćni kontakti",5103.1030927835054]
[104636,"Ex9CSR12  4P 48V","Reverzni minijaturni kontaktor, 4-polni, 12A AC-3,  48 V AC",5103.1030927835054]
[104637,"Ex9CSR12  4P 42V","Reverzni minijaturni kontaktor, 4-polni, 12A AC-3,  42 V AC",5103.1030927835054]
[104638,"Ex9CSR12  4P 415V","Reverzni minijaturni kontaktor, 4-polni, 12A AC-3,  415 V AC",5103.1030927835054]
[104639,"Ex9CSR12  4P 400V","Reverzni minijaturni kontaktor, 4-polni, 12A AC-3,  400 V AC",5103.1030927835054]
[104640,"Ex9CSR12  4P 380V","Reverzni minijaturni kontaktor, 4-polni, 12A AC-3,  380 V AC",5103.1030927835054]
[104641,"Ex9CSR12  4P 36V","Reverzni minijaturni kontaktor, 4-polni, 12A AC-3,  36 V AC",5103.1030927835054]
[104642,"Ex9CSR12  4P 24V","Reverzni minijaturni kontaktor, 4-polni, 12A AC-3,  24 V AC",5103.1030927835054]
[104643,"Ex9CSR12  4P 240V","Reverzni minijaturni kontaktor, 4-polni, 12A AC-3,  240 V AC",5103.1030927835054]
[104644,"Ex9CSR12  4P 230V","Reverzni minijaturni kontaktor, 4-polni, 12A AC-3,  230 V AC",5103.1030927835054]
[104645,"Ex9CSR12  4P 220V","Reverzni minijaturni kontaktor, 4-polni, 12A AC-3,  220 V AC",5103.1030927835054]
[104646,"Ex9CSR12  4P 127V","Reverzni minijaturni kontaktor, 4-polni, 12A AC-3,  127 V AC",5103.1030927835054]
[104647,"Ex9CSR12  4P 110V","Reverzni minijaturni kontaktor, 4-polni, 12A AC-3,  110 V AC",5103.1030927835054]
[null,null,null,0]
["Accessories for Miniature Contactors Ex9CS",null,null,0]
[101435,"AX4104","Blok čeonih pomoćnih kontakata za Ex9CS, 4 NC",584.75876288659811]
[101280,"AX4113","Blok čeonih pomoćnih kontakata za Ex9CS, 1 NO, 3 NC",490.00618556701033]
[101281,"AX4122","Blok čeonih pomoćnih kontakata za Ex9CS, 2 NO, 2 NC",490.00618556701033]
[101282,"AX4131","Blok čeonih pomoćnih kontakata za Ex9CS, 3 NO, 1 NC",490.00618556701033]
[101283,"AX4140","Blok čeonih pomoćnih kontakata za Ex9CS, 4 NO",490.00618556701033]
[104501,"CCU41 48","Prigušnica, opseg zaštite 24-48V, sa varistorom",781.03195876288657]
[104502,"CCU41 415","Prigušnica, opseg zaštite 380-415V, sa varistorom",781.03195876288657]
[104503,"CCU41 240","Prigušnica, opseg zaštite 110-240V, sa varistorom",781.03195876288657]
[107959,"MIT41","Mehanička blokada za kontaktore Ex9CS",288.31855670103101]
[]
["Motor protective circuit breakers Ex9S32A"]
[108096,"Ex9S32A 0.16A","Motorna zaštitna skolpka 0,1 - 0,16A",2733.216494845361]
[108097,"Ex9S32A 0.25A","Motorna zaštitna skolpka 0,16 - 0,25A",2733.216494845361]
[108098,"Ex9S32A 0.4A","Motorna zaštitna skolpka 0,25 - 0,40A",2885.0618556701038]
[108099,"Ex9S32A 0.63A","Motorna zaštitna skolpka 0,40 - 0,63A",3033.9587628865979]
[108100,"Ex9S32A 1A","Motorna zaštitna skolpka 0,63 - 1A",3033.9587628865979]
[108101,"Ex9S32A 1.6A","Motorna zaštitna skolpka 1 - 1,6A",3033.9587628865979]
[108102,"Ex9S32A 2.5A","Motorna zaštitna skolpka 1,6 - 2,5A",3153.3711340206191]
[108103,"Ex9S32A 4A","Motorna zaštitna skolpka 2,5 - 4A",3153.3711340206191]
[108104,"Ex9S32A 6.3A","Motorna zaštitna skolpka 4 - 6,3A",3153.3711340206191]
[108105,"Ex9S32A 10A","Motorna zaštitna skolpka 6 - 10A",3340.5979381443303]
[108106,"Ex9S32A 14A","Motorna zaštitna skolpka 9 - 14A",3340.5979381443303]
[108107,"Ex9S32A 18A","Motorna zaštitna skolpka 13 - 18A",3492.4432989690731]
[108108,"Ex9S32A 23A","Motorna zaštitna skolpka 17 - 23A",3738.6391752577329]
[108109,"Ex9S32A 25A","Motorna zaštitna skolpka 20 - 25A",4088.0309278350519]
[108110,"Ex9S32A 32A","Motorna zaštitna skolpka 24 - 32A",5162.7422680412374]
["Acc."]
[108143,"AX51 11","Blok pomoćnih čeonih kontakata za Ex9S, 1NO + 1NC",457.51958762886602]
[108144,"AX51 20","Blok pomoćnih čeonih kontakata za Ex9S, 2NO",457.51958762886602]
[108145,"AX52 11","Blok pomoćnih bočnih kontakata za Ex9S, 1NO + 1NC",743.13092783505158]
[108146,"AX52 20","Blok pomoćnih bočnih kontakata za Ex9S, 2NO",743.13092783505158]
[108147,"AX52 02","Blok pomoćnih bočnih kontakata za Ex9S, 2NC",782.38556701030927]
[108148,"UVT51I","Podnaponski okidač 110~115V 50Hz, 127V 60Hz",739.07010309278348]
[108149,"UVT51J","Podnaponski okidač 220~240V 50Hz",733.6556701030928]
[108150,"UVT51K","Podnaponski okidač 380~400V 50Hz, 440V 60Hz",881.19896907216503]
[108151,"SHT51F","Naponski okidač 110~115V 50Hz, 127V 60Hz",695.75463917525769]
[108152,"SHT51G","Naponski okidač 220~240V 50Hz",843.29793814433003]
[108153,"SHT51H","Naponski okidač 380~400V 50Hz, 440V 60Hz",762.08144329896913]
[108154,"AL51","Blok signalnih kontakata za Ex9S",729.59484536082482]
[108155,"CC51","Adapter za povezivanje za Ex9S",936.69690721649499]
[109077,"CC52","CC51 Terminal adapter za Ex9C09,12,18",1150.5670103092784]
[109078,"CC53 ","CC52 Terminal adapter za Ex9C25,32,38",1150.5670103092784]
[109079,"DRA51","DRA51 Adapter nosač",341.10927835051552]
[]
["Motor protective circuit breakers Ex9SN25B"]
[108940,"Ex9SN25B0.16A","Manuelna motorna zaštitna sklopka, Ex9SN, 25A, sa tasterom, 0.10-0.16A",1898.8041237113407]
[108941,"Ex9SN25B0.25A","Manuelna motorna zaštitna sklopka, Ex9SN, 25A, sa tasterom, 0.16-0.25A",1898.8041237113407]
[108942,"Ex9SN25B0.4A","Manuelna motorna zaštitna sklopka, Ex9SN, 25A, sa tasterom, 0.25-0.40A",1898.8041237113407]
[108943,"Ex9SN25B0.63A","Manuelna motorna zaštitna sklopka, Ex9SN, 25A, sa tasterom, 0.40-0.63A",1898.8041237113407]
[108944,"Ex9SN25B1A","Manuelna motorna zaštitna sklopka, Ex9SN, 25A, sa tasterom, 0.63-1A",1898.8041237113407]
[108945,"Ex9SN25B1.6A","Manuelna motorna zaštitna sklopka, Ex9SN, 25A, sa tasterom, 1-1.6A",1898.8041237113407]
[108946,"Ex9SN25B2.5A","Manuelna motorna zaštitna sklopka, Ex9SN, 25A, sa tasterom, 1.6-2.5A",1898.8041237113407]
[108947,"Ex9SN25B4A","Manuelna motorna zaštitna sklopka, Ex9SN, 25A, sa tasterom, 2.5-4A",1898.8041237113407]
[108948,"Ex9SN25B6.3A","Manuelna motorna zaštitna sklopka, Ex9SN, 25A, sa tasterom, 4-6.3A",1898.8041237113407]
[108949,"Ex9SN25B10A","Manuelna motorna zaštitna sklopka, Ex9SN, 25A, sa tasterom, 6-10A",1898.8041237113407]
[108950,"Ex9SN25B14A","Manuelna motorna zaštitna sklopka, Ex9SN, 25A, sa tasterom, 9-14A",1898.8041237113407]
[108951,"Ex9SN25B18A","Manuelna motorna zaštitna sklopka, Ex9SN, 25A, sa tasterom, 13-18A",1898.8041237113407]
[108952,"Ex9SN25B23A","Manuelna motorna zaštitna sklopka, Ex9SN, 25A, sa tasterom, 17-23A",1898.8041237113407]
[108953,"Ex9SN25B25A","Manuelna motorna zaštitna sklopka, Ex9SN, 25A, sa tasterom, 20-25A",1898.8041237113407]
["Acc."]
[108954,"ASNA20","Pomoćni kontakt,Ex9SN, montaža sa strane, 2NO ",530.61443298969073]
[108955,"ASNA11","Pomoćni kontakt,Ex9SN, montaža sa strane, 1NO+1NC ",420.97216494845367]
[108956,"ASNB20","Pomoćni kontakt,Ex9SN, prednja montaža , 2NO",457.51958762886602]
[108957,"ASNB11","Pomoćni kontakt,Ex9SN, prednja montaža, 1NO+1NC ",457.51958762886602]
[108958,"ASNUVA","Podnaponski okidač, Ex9SN, montaža sa strane, 110-115V 50Hz/127V 50Hz",557.68659793814436]
[108959,"ASNUVB","Podnaponski okidač, Ex9SN, montaža sa strane, 220-240V 50Hz",557.68659793814436]
[108960,"ASNUVC","Podnaponski okidač, Ex9SN, montaža sa strane, 380-400V 50Hz/440V 50Hz",557.68659793814436]
[108961,"ASNTA","Naponski okidač, Ex9SN, montaža sa strane, 110-115V 50Hz/127V 50Hz",557.68659793814436]
[108962,"ASNTB","Naponski okidač, Ex9SN, montaža sa strane, 220-240V 50Hz",557.68659793814436]
[108963,"ASNTC","Naponski okidač, Ex9SN, montaža sa strane, 380-400V 50Hz/440V 50Hz",557.68659793814436]
[108964,"ASNF1001","Pomoćni kontakt,Ex9SN, sa signalnim kontaktom greške, 1NO(greška)+1NC(pomoćni)",529.26082474226814]
[108965,"ASNF0101","Pomoćni kontakt,Ex9SN, sa signalnim kontaktom greške, 1NC(greška)+1NC(pomoćni)",529.26082474226814]
[108966,"ASNF1010","Pomoćni kontakt,Ex9SN, sa signalnim kontaktom greške, 1NO(greška)+1NO(pomoćni)",529.26082474226814]
[108967,"ASNF0110","Pomoćni kontakt,Ex9SN, sa signalnim kontaktom greške, 1NC(greška)+1NO(pomoćni)",529.26082474226814]
[108968,"ASNEA","Kućište, Ex9SN, sa dijafragmom",557.68659793814436]
[108969,"ASNEB","Kućište, Ex9SN, sa tasterom (pečurka)",697.10824742268051]
[]
["Contactors Ex9C"]
[101100,"Ex9C09  11 3P 415V ","Kontaktor, 3-polni, 9A AC-3,  415 V AC,  ugrađeni 1 NC + 1 NO pomoćni kontakti",1853.0896907216495]
[101101,"Ex9C09  11 3P 400V ","Kontaktor, 3-polni, 9A AC-3,  400 V AC, ugrađeni 1 NC + 1 NO pomoćni kontakti",1399.6309278350516]
[101102,"Ex9C09  11 3P 380V ","Kontaktor, 3-polni, 9A AC-3,  380 V AC, ugrađeni 1 NC + 1 NO pomoćni kontakti",1853.0896907216495]
[101103,"Ex9C09  11 3P 240V ","Kontaktor, 3-polni, 9A AC-3,  240 V AC, ugrađeni 1 NC + 1 NO pomoćni kontakti",1853.0896907216495]
[101104,"Ex9C09  11 3P 230V ","Kontaktor, 3-polni, 9A AC-3,  230 V AC, ugrađeni 1 NC + 1 NO pomoćni kontakti",1399.6309278350516]
[101105,"Ex9C09  11 3P 220V ","Kontaktor, 3-polni, 9A AC-3,  220 V AC, ugrađeni 1 NC + 1 NO pomoćni kontakti",1733.9721649484543]
[101106,"Ex9C09  11 3P 127V ","Kontaktor, 3-polni, 9A AC-3,  127 V AC, ugrađeni 1 NC + 1 NO pomoćni kontakti",1853.0896907216495]
[101107,"Ex9C09  11 3P 110V ","Kontaktor, 3-polni, 9A AC-3,  110 V AC, ugrađeni 1 NC + 1 NO pomoćni kontakti",1399.6309278350516]
[101108,"Ex9C09  11 3P 48V ","Kontaktor, 3-polni, 9A AC-3,  48 V AC, ugrađeni 1 NC + 1 NO pomoćni kontakti",1853.0896907216495]
[101109,"Ex9C09  11 3P 42V ","Kontaktor, 3-polni, 9A AC-3,  42 V AC, ugrađeni 1 NC + 1 NO pomoćni kontakti",1399.6309278350516]
[101110,"Ex9C09  11 3P 36V ","Kontaktor, 3-polni, 9A AC-3,  36 V AC, ugrađeni 1 NC + 1 NO pomoćni kontakti",1853.0896907216495]
[101111,"Ex9C09  11 3P 24V ","Kontaktor, 3-polni, 9A AC-3,  24 V AC, ugrađeni 1 NC + 1 NO pomoćni kontakti",1399.6309278350516]
[101112,"Ex9C09  22 3P 415V ","Kontaktor, 3-polni, 9A AC-3,  415 V AC, ugrađeni 2 NC + 2 NO pomoćni kontakti",2850.6989690721653]
[101113,"Ex9C09  22 3P 400V ","Kontaktor, 3-polni, 9A AC-3,  400 V AC, ugrađeni 2 NC + 2 NO pomoćni kontakti",2850.6989690721653]
[101114,"Ex9C09  22 3P 380V ","Kontaktor, 3-polni, 9A AC-3,  380 V AC, ugrađeni 2 NC + 2 NO pomoćni kontakti",2850.6989690721653]
[101115,"Ex9C09  22 3P 240V ","Kontaktor, 3-polni, 9A AC-3,  240 V AC, ugrađeni 2 NC + 2 NO pomoćni kontakti",2850.6989690721653]
[101116,"Ex9C09  22 3P 230V ","Kontaktor, 3-polni, 9A AC-3,  230 V AC, ugrađeni 2 NC + 2 NO pomoćni kontakti",2707.2164948453615]
[101117,"Ex9C09  22 3P 220V ","Kontaktor, 3-polni, 9A AC-3,  220 V AC, ugrađeni 2 NC + 2 NO pomoćni kontakti",2707.2164948453615]
[101118,"Ex9C09  22 3P 127V ","Kontaktor, 3-polni, 9A AC-3,  127 V AC, ugrađeni 2 NC + 2 NO pomoćni kontakti",2850.6989690721653]
[101119,"Ex9C09  22 3P 110V ","Kontaktor, 3-polni, 9A AC-3,  110 V AC, ugrađeni 2 NC + 2 NO pomoćni kontakti",2850.6989690721653]
[101120,"Ex9C09  22 3P 48V ","Kontaktor, 3-polni, 9A AC-3,  48 V AC, ugrađeni 2 NC + 2 NO pomoćni kontakti",2850.6989690721653]
[101121,"Ex9C09  22 3P 42V ","Kontaktor, 3-polni, 9A AC-3,  42 V AC, ugrađeni 2 NC + 2 NO pomoćni kontakti",2850.6989690721653]
[101122,"Ex9C09  22 3P 36V ","Kontaktor, 3-polni, 9A AC-3,  36 V AC, ugrađeni 2 NC + 2 NO pomoćni kontakti",2850.6989690721653]
[101123,"Ex9C09  22 3P 24V ","Kontaktor, 3-polni, 9A AC-3,  24 V AC, ugrađeni 2 NC + 2 NO pomoćni kontakti",2850.6989690721653]
[101124,"Ex9C12  11 3P 415V ","Kontaktor, 3-polni, 12A AC-3,  415 V AC, ugrađeni 1 NC + 1 NO pomoćni kontakti",1855.7969072164949]
[101125,"Ex9C12  11 3P 400V ","Kontaktor, 3-polni, 12A AC-3,  400 V AC, ugrađeni 1 NC + 1 NO pomoćni kontakti",2140.0546391752578]
[101126,"Ex9C12  11 3P 380V ","Kontaktor, 3-polni, 12A AC-3,  380 V AC, ugrađeni 1 NC + 1 NO pomoćni kontakti",2140.0546391752578]
[101127,"Ex9C12  11 3P 240V ","Kontaktor, 3-polni, 12A AC-3,  240 V AC, ugrađeni 1 NC + 1 NO pomoćni kontakti",2140.0546391752578]
[101128,"Ex9C12  11 3P 230V ","Kontaktor, 3-polni, 12A AC-3,  230 V AC, ugrađeni 1 NC + 1 NO pomoćni kontakti",1996.5721649484535]
[101129,"Ex9C12  11 3P 220V ","Kontaktor, 3-polni, 12A AC-3,  220 V AC, ugrađeni 1 NC + 1 NO pomoćni kontakti",1996.5721649484535]
[101130,"Ex9C12  11 3P 127V ","Kontaktor, 3-polni, 12A AC-3,  127 V AC, ugrađeni 1 NC + 1 NO pomoćni kontakti",2140.0546391752578]
[101131,"Ex9C12  11 3P 110V ","Kontaktor, 3-polni, 12A AC-3,  110 V AC, ugrađeni 1 NC + 1 NO pomoćni kontakti",2140.0546391752578]
[101132,"Ex9C12  11 3P 48V ","Kontaktor, 3-polni, 12A AC-3,  48 V AC, ugrađeni 1 NC + 1 NO pomoćni kontakti",2140.0546391752578]
[101133,"Ex9C12  11 3P 42V ","Kontaktor, 3-polni, 12A AC-3,  42 V AC, ugrađeni 1 NC + 1 NO pomoćni kontakti",2140.0546391752578]
[101134,"Ex9C12  11 3P 36V ","Kontaktor, 3-polni, 12A AC-3,  36 V AC, ugrađeni 1 NC + 1 NO pomoćni kontakti",2140.0546391752578]
[101135,"Ex9C12  11 3P 24V ","Kontaktor, 3-polni, 12A AC-3,  24 V AC, ugrađeni 1 NC + 1 NO pomoćni kontakti",2140.0546391752578]
[101136,"Ex9C12  22 3P 415V ","Kontaktor, 3-polni, 12A AC-3,  415 V AC, ugrađeni 2 NC + 2 NO pomoćni kontakti",2992.8278350515466]
[101137,"Ex9C12  22 3P 400V ","Kontaktor, 3-polni, 12A AC-3,  400 V AC, ugrađeni 2 NC + 2 NO pomoćni kontakti",2992.8278350515466]
[101138,"Ex9C12  22 3P 380V ","Kontaktor, 3-polni, 12A AC-3,  380 V AC, ugrađeni 2 NC + 2 NO pomoćni kontakti",2992.8278350515466]
[101139,"Ex9C12  22 3P 240V ","Kontaktor, 3-polni, 12A AC-3,  240 V AC, ugrađeni 2 NC + 2 NO pomoćni kontakti",2992.8278350515466]
[101140,"Ex9C12  22 3P 230V ","Kontaktor, 3-polni, 12A AC-3,  230 V AC, ugrađeni 2 NC + 2 NO pomoćni kontakti",2409.4226804123714]
[101141,"Ex9C12  22 3P 220V ","Kontaktor, 3-polni, 12A AC-3,  220 V AC, ugrađeni 2 NC + 2 NO pomoćni kontakti",2850.6989690721653]
[101142,"Ex9C12  22 3P 127V ","Kontaktor, 3-polni, 12A AC-3,  127 V AC, ugrađeni 2 NC + 2 NO pomoćni kontakti",2992.8278350515466]
[101143,"Ex9C12  22 3P 110V ","Kontaktor, 3-polni, 12A AC-3,  110 V AC, ugrađeni 2 NC + 2 NO pomoćni kontakti",2992.8278350515466]
[101144,"Ex9C12  22 3P 48V ","Kontaktor, 3-polni, 12A AC-3,  48 V AC, ugrađeni 2 NC + 2 NO pomoćni kontakti",2992.8278350515466]
[101145,"Ex9C12  22 3P 42V ","Kontaktor, 3-polni, 12A AC-3,  42 V AC, ugrađeni 2 NC + 2 NO pomoćni kontakti",2992.8278350515466]
[101146,"Ex9C12  22 3P 36V ","Kontaktor, 3-polni, 12A AC-3,  36 V AC, ugrađeni 2 NC + 2 NO pomoćni kontakti",2992.8278350515466]
[101147,"Ex9C12  22 3P 24V ","Kontaktor, 3-polni, 12A AC-3,  24 V AC, ugrađeni 2 NC + 2 NO pomoćni kontakti",2992.8278350515466]
[101148,"Ex9C18  11 3P 415V ","Kontaktor, 3-polni, 18A AC-3,  415 V AC, ugrađeni 1 NC + 1 NO pomoćni kontakti",2211.7958762886606]
[101149,"Ex9C18  11 3P 400V ","Kontaktor, 3-polni, 18A AC-3,  400 V AC, ugrađeni 1 NC + 1 NO pomoćni kontakti",2211.7958762886606]
[101150,"Ex9C18  11 3P 380V ","Kontaktor, 3-polni, 18A AC-3,  380 V AC, ugrađeni 1 NC + 1 NO pomoćni kontakti",2211.7958762886606]
[101151,"Ex9C18  11 3P 240V ","Kontaktor, 3-polni, 18A AC-3,  240 V AC, ugrađeni 1 NC + 1 NO pomoćni kontakti",2211.7958762886606]
[101152,"Ex9C18  11 3P 230V ","Kontaktor, 3-polni, 18A AC-3,  230 V AC, ugrađeni 1 NC + 1 NO pomoćni kontakti",2211.7958762886606]
[101153,"Ex9C18  11 3P 220V ","Kontaktor, 3-polni, 18A AC-3,  220 V AC, ugrađeni 1 NC + 1 NO pomoćni kontakti",2211.7958762886606]
[101154,"Ex9C18  11 3P 127V ","Kontaktor, 3-polni, 18A AC-3,  127 V AC, ugrađeni 1 NC + 1 NO pomoćni kontakti",2211.7958762886606]
[101155,"Ex9C18  11 3P 110V ","Kontaktor, 3-polni, 18A AC-3,  110 V AC, ugrađeni 1 NC + 1 NO pomoćni kontakti",2211.7958762886606]
[101156,"Ex9C18  11 3P 48V ","Kontaktor, 3-polni, 18A AC-3,  48 V AC, ugrađeni 1 NC + 1 NO pomoćni kontakti",2211.7958762886606]
[101157,"Ex9C18  11 3P 42V ","Kontaktor, 3-polni, 18A AC-3,  42 V AC, ugrađeni 1 NC + 1 NO pomoćni kontakti",2211.7958762886606]
[101158,"Ex9C18  11 3P 36V ","Kontaktor, 3-polni, 18A AC-3,  36 V AC, ugrađeni 1 NC + 1 NO pomoćni kontakti",2211.7958762886606]
[101159,"Ex9C18  11 3P 24V ","Kontaktor, 3-polni, 18A AC-3,  24 V AC, ugrađeni 1 NC + 1 NO pomoćni kontakti",2211.7958762886606]
[101160,"Ex9C18  22 3P 415V ","Kontaktor, 3-polni, 18A AC-3,  415 V AC, ugrađeni 2 NC + 2 NO pomoćni kontakti",2879.1247422680412]
[101161,"Ex9C18  22 3P 400V ","Kontaktor, 3-polni, 18A AC-3,  400 V AC, ugrađeni 2 NC + 2 NO pomoćni kontakti",2879.1247422680412]
[101162,"Ex9C18  22 3P 380V ","Kontaktor, 3-polni, 18A AC-3,  380 V AC, ugrađeni 2 NC + 2 NO pomoćni kontakti",2879.1247422680412]
[101163,"Ex9C18  22 3P 240V ","Kontaktor, 3-polni, 18A AC-3,  240 V AC, ugrađeni 2 NC + 2 NO pomoćni kontakti",2879.1247422680412]
[101164,"Ex9C18  22 3P 230V ","Kontaktor, 3-polni, 18A AC-3,  230 V AC, ugrađeni 2 NC + 2 NO pomoćni kontakti",2879.1247422680412]
[101165,"Ex9C18  22 3P 220V ","Kontaktor, 3-polni, 18A AC-3,  220 V AC, ugrađeni 2 NC + 2 NO pomoćni kontakti",2879.1247422680412]
[101166,"Ex9C18  22 3P 127V ","Kontaktor, 3-polni, 18A AC-3,  127 V AC, ugrađeni 2 NC + 2 NO pomoćni kontakti",2879.1247422680412]
[101167,"Ex9C18  22 3P 110V ","Kontaktor, 3-polni, 18A AC-3,  110 V AC, ugrađeni 2 NC + 2 NO pomoćni kontakti",2879.1247422680412]
[101168,"Ex9C18  22 3P 48V ","Kontaktor, 3-polni, 18A AC-3,  48 V AC, ugrađeni 2 NC + 2 NO pomoćni kontakti",2879.1247422680412]
[101169,"Ex9C18  22 3P 42V ","Kontaktor, 3-polni, 18A AC-3,  42 V AC, ugrađeni 2 NC + 2 NO pomoćni kontakti",2879.1247422680412]
[101170,"Ex9C18  22 3P 36V ","Kontaktor, 3-polni, 18A AC-3,  36 V AC, ugrađeni 2 NC + 2 NO pomoćni kontakti",2879.1247422680412]
[101171,"Ex9C18  22 3P 24V ","Kontaktor, 3-polni, 18A AC-3,  24 V AC, ugrađeni 2 NC + 2 NO pomoćni kontakti",2879.1247422680412]
[101172,"Ex9C25  11 3P 415V ","Kontaktor, 3-polni, 25A AC-3,  415 V AC, ugrađeni 1 NC + 1 NO pomoćni kontakti",3059.1546391752581]
[101173,"Ex9C25  11 3P 400V ","Kontaktor, 3-polni, 25A AC-3,  400 V AC, ugrađeni 1 NC + 1 NO pomoćni kontakti",3059.1546391752581]
[101174,"Ex9C25  11 3P 380V ","Kontaktor, 3-polni, 25A AC-3,  380 V AC, ugrađeni 1 NC + 1 NO pomoćni kontakti",3059.1546391752581]
[101175,"Ex9C25  11 3P 240V ","Kontaktor, 3-polni, 25A AC-3,  240 V AC, ugrađeni 1 NC + 1 NO pomoćni kontakti",3059.1546391752581]
[101176,"Ex9C25  11 3P 230V ","Kontaktor, 3-polni, 25A AC-3,  230 V AC, ugrađeni 1 NC + 1 NO pomoćni kontakti",3059.1546391752581]
[101177,"Ex9C25  11 3P 220V ","Kontaktor, 3-polni, 25A AC-3,  220 V AC, ugrađeni 1 NC + 1 NO pomoćni kontakti",3059.1546391752581]
[101178,"Ex9C25  11 3P 127V ","Kontaktor, 3-polni, 25A AC-3,  127 V AC, ugrađeni 1 NC + 1 NO pomoćni kontakti",3059.1546391752581]
[101179,"Ex9C25  11 3P 110V ","Kontaktor, 3-polni, 25A AC-3,  110 V AC, ugrađeni 1 NC + 1 NO pomoćni kontakti",3059.1546391752581]
[101180,"Ex9C25  11 3P 48V ","Kontaktor, 3-polni, 25A AC-3,  48 V AC, ugrađeni 1 NC + 1 NO pomoćni kontakti",3059.1546391752581]
[101181,"Ex9C25  11 3P 42V ","Kontaktor, 3-polni, 25A AC-3,  42 V AC, ugrađeni 1 NC + 1 NO pomoćni kontakti",3059.1546391752581]
[101182,"Ex9C25  11 3P 36V ","Kontaktor, 3-polni, 25A AC-3,  36 V AC, ugrađeni 1 NC + 1 NO pomoćni kontakti",3059.1546391752581]
[101183,"Ex9C25  11 3P 24V ","Kontaktor, 3-polni, 25A AC-3,  24 V AC, ugrađeni 1 NC + 1 NO pomoćni kontakti",3059.1546391752581]
[101184,"Ex9C25  22 3P 415V ","Kontaktor, 3-polni, 25A AC-3,  415 V AC, ugrađeni 2 NC + 2 NO pomoćni kontakti",6007.3134020618563]
[101185,"Ex9C25  22 3P 400V ","Kontaktor, 3-polni, 25A AC-3,  400 V AC, ugrađeni 2 NC + 2 NO pomoćni kontakti",6007.3134020618563]
[101186,"Ex9C25  22 3P 380V ","Kontaktor, 3-polni, 25A AC-3,  380 V AC, ugrađeni 2 NC + 2 NO pomoćni kontakti",6007.3134020618563]
[101187,"Ex9C25  22 3P 240V ","Kontaktor, 3-polni, 25A AC-3,  240 V AC, ugrađeni 2 NC + 2 NO pomoćni kontakti",5704.1051546391764]
[101188,"Ex9C25  22 3P 230V ","Kontaktor, 3-polni, 25A AC-3,  230 V AC, ugrađeni 2 NC + 2 NO pomoćni kontakti",5704.1051546391764]
[101189,"Ex9C25  22 3P 220V ","Kontaktor, 3-polni, 25A AC-3,  220 V AC, ugrađeni 2 NC + 2 NO pomoćni kontakti",6007.3134020618563]
[101190,"Ex9C25  22 3P 127V ","Kontaktor, 3-polni, 25A AC-3,  127 V AC, ugrađeni 2 NC + 2 NO pomoćni kontakti",6007.3134020618563]
[101191,"Ex9C25  22 3P 110V ","Kontaktor, 3-polni, 25A AC-3,  110 V AC, ugrađeni 2 NC + 2 NO pomoćni kontakti",6007.3134020618563]
[101192,"Ex9C25  22 3P 48V ","Kontaktor, 3-polni, 25A AC-3,  48 V AC, ugrađeni 2 NC + 2 NO pomoćni kontakti",6007.3134020618563]
[101193,"Ex9C25  22 3P 42V ","Kontaktor, 3-polni, 25A AC-3,  42 V AC, ugrađeni 2 NC + 2 NO pomoćni kontakti",6007.3134020618563]
[101194,"Ex9C25  22 3P 36V ","Kontaktor, 3-polni, 25A AC-3,  36 V AC, ugrađeni 2 NC + 2 NO pomoćni kontakti",6007.3134020618563]
[101195,"Ex9C25  22 3P 24V ","Kontaktor, 3-polni, 25A AC-3,  24 V AC, ugrađeni 2 NC + 2 NO pomoćni kontakti",5704.1051546391764]
[101196,"Ex9C32  11 3P 415V ","Kontaktor, 3-polni, 32A AC-3,  415 V AC, ugrađeni 1 NC + 1 NO pomoćni kontakti",4418.1773195876303]
[101197,"Ex9C32  11 3P 400V ","Kontaktor, 3-polni, 32A AC-3,  400 V AC, ugrađeni 1 NC + 1 NO pomoćni kontakti",4418.1773195876303]
[101198,"Ex9C32  11 3P 380V ","Kontaktor, 3-polni, 32A AC-3,  380 V AC, ugrađeni 1 NC + 1 NO pomoćni kontakti",4418.1773195876303]
[101199,"Ex9C32  11 3P 240V ","Kontaktor, 3-polni, 32A AC-3,  240 V AC, ugrađeni 1 NC + 1 NO pomoćni kontakti",4418.1773195876303]
[101200,"Ex9C32  11 3P 230V ","Kontaktor, 3-polni, 32A AC-3,  230 V AC, ugrađeni 1 NC + 1 NO pomoćni kontakti",4418.1773195876303]
[101201,"Ex9C32  11 3P 220V ","Kontaktor, 3-polni, 32A AC-3,  220 V AC, ugrađeni 1 NC + 1 NO pomoćni kontakti",4418.1773195876303]
[101202,"Ex9C32  11 3P 127V ","Kontaktor, 3-polni, 32A AC-3,  127 V AC, ugrađeni 1 NC + 1 NO pomoćni kontakti",4418.1773195876303]
[101203,"Ex9C32  11 3P 110V ","Kontaktor, 3-polni, 32A AC-3,  110 V AC, ugrađeni 1 NC + 1 NO pomoćni kontakti",4418.1773195876303]
[101204,"Ex9C32  11 3P 48V ","Kontaktor, 3-polni, 32A AC-3,  48 V AC, ugrađeni 1 NC + 1 NO pomoćni kontakti",4418.1773195876303]
[101205,"Ex9C32  11 3P 42V ","Kontaktor, 3-polni, 32A AC-3,  42 V AC, ugrađeni 1 NC + 1 NO pomoćni kontakti",4418.1773195876303]
[101206,"Ex9C32  11 3P 36V ","Kontaktor, 3-polni, 32A AC-3,  36 V AC, ugrađeni 1 NC + 1 NO pomoćni kontakti",4418.1773195876303]
[101207,"Ex9C32  11 3P 24V ","Kontaktor, 3-polni, 32A AC-3,  24 V AC, ugrađeni 1 NC + 1 NO pomoćni kontakti",4418.1773195876303]
[101208,"Ex9C32  22 3P 415V ","Kontaktor, 3-polni, 32A AC-3,  415 V AC, ugrađeni 2 NC + 2 NO pomoćni kontakti",5015.1185567010316]
[101209,"Ex9C32  22 3P 400V ","Kontaktor, 3-polni, 32A AC-3,  400 V AC, ugrađeni 2 NC + 2 NO pomoćni kontakti",5015.1185567010316]
[101210,"Ex9C32  22 3P 380V ","Kontaktor, 3-polni, 32A AC-3,  380 V AC, ugrađeni 2 NC + 2 NO pomoćni kontakti",5015.1185567010316]
[101211,"Ex9C32  22 3P 240V ","Kontaktor, 3-polni, 32A AC-3,  240 V AC, ugrađeni 2 NC + 2 NO pomoćni kontakti",5015.1185567010316]
[101212,"Ex9C32  22 3P 230V ","Kontaktor, 3-polni, 32A AC-3,  230 V AC, ugrađeni 2 NC + 2 NO pomoćni kontakti",5015.1185567010316]
[101213,"Ex9C32  22 3P 220V ","Kontaktor, 3-polni, 32A AC-3,  220 V AC, ugrađeni 2 NC + 2 NO pomoćni kontakti",5015.1185567010316]
[101214,"Ex9C32  22 3P 127V ","Kontaktor, 3-polni, 32A AC-3,  127 V AC, ugrađeni 2 NC + 2 NO pomoćni kontakti",5015.1185567010316]
[101215,"Ex9C32  22 3P 110V ","Kontaktor, 3-polni, 32A AC-3,  110 V AC, ugrađeni 2 NC + 2 NO pomoćni kontakti",5015.1185567010316]
[101216,"Ex9C32  22 3P 48V ","Kontaktor, 3-polni, 32A AC-3,  48 V AC, ugrađeni 2 NC + 2 NO pomoćni kontakti",5015.1185567010316]
[101217,"Ex9C32  22 3P 42V ","Kontaktor, 3-polni, 32A AC-3,  42 V AC, ugrađeni 2 NC + 2 NO pomoćni kontakti",5015.1185567010316]
[101218,"Ex9C32  22 3P 36V ","Kontaktor, 3-polni, 32A AC-3,  36 V AC, ugrađeni 2 NC + 2 NO pomoćni kontakti",5015.1185567010316]
[101219,"Ex9C32  22 3P 24V ","Kontaktor, 3-polni, 32A AC-3,  24 V AC, ugrađeni 2 NC + 2 NO pomoćni kontakti",5015.1185567010316]
[101220,"Ex9C38  11 3P 415V ","Kontaktor, 3-polni, 38A AC-3,  415 V AC, ugrađeni 1 NC + 1 NO pomoćni kontakti",4898.70824742268]
[101221,"Ex9C38  11 3P 400V ","Kontaktor, 3-polni, 38A AC-3,  400 V AC, ugrađeni 1 NC + 1 NO pomoćni kontakti",4898.70824742268]
[101222,"Ex9C38  11 3P 380V ","Kontaktor, 3-polni, 38A AC-3,  380 V AC, ugrađeni 1 NC + 1 NO pomoćni kontakti",4898.70824742268]
[101223,"Ex9C38  11 3P 240V ","Kontaktor, 3-polni, 38A AC-3,  240 V AC, ugrađeni 1 NC + 1 NO pomoćni kontakti",4898.70824742268]
[101224,"Ex9C38  11 3P 230V ","Kontaktor, 3-polni, 38A AC-3,  230 V AC, ugrađeni 1 NC + 1 NO pomoćni kontakti",4898.70824742268]
[101225,"Ex9C38  11 3P 220V ","Kontaktor, 3-polni, 38A AC-3,  220 V AC, ugrađeni 1 NC + 1 NO pomoćni kontakti",4898.70824742268]
[101226,"Ex9C38  11 3P 127V ","Kontaktor, 3-polni, 38A AC-3,  127 V AC, ugrađeni 1 NC + 1 NO pomoćni kontakti",4898.70824742268]
[101227,"Ex9C38  11 3P 110V ","Kontaktor, 3-polni, 38A AC-3,  110 V AC, ugrađeni 1 NC + 1 NO pomoćni kontakti",4898.70824742268]
[101228,"Ex9C38  11 3P 48V ","Kontaktor, 3-polni, 38A AC-3,  48 V AC, ugrađeni 1 NC + 1 NO pomoćni kontakti",4898.70824742268]
[101229,"Ex9C38  11 3P 42V ","Kontaktor, 3-polni, 38A AC-3,  42 V AC, ugrađeni 1 NC + 1 NO pomoćni kontakti",4898.70824742268]
[101230,"Ex9C38  11 3P 36V ","Kontaktor, 3-polni, 38A AC-3,  36 V AC, ugrađeni 1 NC + 1 NO pomoćni kontakti",4898.70824742268]
[101231,"Ex9C38  11 3P 24V ","Kontaktor, 3-polni, 38A AC-3,  24 V AC, ugrađeni 1 NC + 1 NO pomoćni kontakti",4898.70824742268]
[101232,"Ex9C38  22 3P 415V ","Kontaktor, 3-polni, 38A AC-3,  415 V AC, ugrađeni 2 NC + 2 NO pomoćni kontakti",8278.6680412371134]
[101233,"Ex9C38  22 3P 400V ","Kontaktor, 3-polni, 38A AC-3,  400 V AC, ugrađeni 2 NC + 2 NO pomoćni kontakti",8278.6680412371134]
[101234,"Ex9C38  22 3P 380V ","Kontaktor, 3-polni, 38A AC-3,  380 V AC, ugrađeni 2 NC + 2 NO pomoćni kontakti",8278.6680412371134]
[101235,"Ex9C38  22 3P 240V ","Kontaktor, 3-polni, 38A AC-3,  240 V AC, ugrađeni 2 NC + 2 NO pomoćni kontakti",8278.6680412371134]
[101236,"Ex9C38  22 3P 230V ","Kontaktor, 3-polni, 38A AC-3,  230 V AC, ugrađeni 2 NC + 2 NO pomoćni kontakti",7986.2886597938141]
[101237,"Ex9C38  22 3P 220V ","Kontaktor, 3-polni, 38A AC-3,  220 V AC, ugrađeni 2 NC + 2 NO pomoćni kontakti",7986.2886597938141]
[101238,"Ex9C38  22 3P 127V ","Kontaktor, 3-polni, 38A AC-3,  127 V AC, ugrađeni 2 NC + 2 NO pomoćni kontakti",8278.6680412371134]
[101239,"Ex9C38  22 3P 110V ","Kontaktor, 3-polni, 38A AC-3,  110 V AC, ugrađeni 2 NC + 2 NO pomoćni kontakti",8278.6680412371134]
[101240,"Ex9C38  22 3P 48V ","Kontaktor, 3-polni, 38A AC-3,  48 V AC, ugrađeni 2 NC + 2 NO pomoćni kontakti",8278.6680412371134]
[101241,"Ex9C38  22 3P 42V ","Kontaktor, 3-polni, 38A AC-3,  42 V AC, ugrađeni 2 NC + 2 NO pomoćni kontakti",8278.6680412371134]
[101242,"Ex9C38  22 3P 36V ","Kontaktor, 3-polni, 38A AC-3,  36 V AC, ugrađeni 2 NC + 2 NO pomoćni kontakti",8278.6680412371134]
[101243,"Ex9C38  22 3P 24V ","Kontaktor, 3-polni, 38A AC-3,  24 V AC, ugrađeni 2 NC + 2 NO pomoćni kontakti",8278.6680412371134]
[101244,"Ex9C40  11 3P 415V ","Kontaktor, 3-polni, 40A AC-3,  415 V AC, ugrađeni 1 NC + 1 NO pomoćni kontakti",5080.0917525773202]
[101245,"Ex9C40  11 3P 400V ","Kontaktor, 3-polni, 40A AC-3,  400 V AC, ugrađeni 1 NC + 1 NO pomoćni kontakti",5080.0917525773202]
[101246,"Ex9C40  11 3P 380V ","Kontaktor, 3-polni, 40A AC-3,  380 V AC, ugrađeni 1 NC + 1 NO pomoćni kontakti",5080.0917525773202]
[101247,"Ex9C40  11 3P 240V ","Kontaktor, 3-polni, 40A AC-3,  240 V AC, ugrađeni 1 NC + 1 NO pomoćni kontakti",5080.0917525773202]
[101248,"Ex9C40  11 3P 230V ","Kontaktor, 3-polni, 40A AC-3,  230 V AC, ugrađeni 1 NC + 1 NO pomoćni kontakti",5080.0917525773202]
[101249,"Ex9C40  11 3P 220V ","Kontaktor, 3-polni, 40A AC-3,  220 V AC, ugrađeni 1 NC + 1 NO pomoćni kontakti",5080.0917525773202]
[101250,"Ex9C40  11 3P 127V ","Kontaktor, 3-polni, 40A AC-3,  127 V AC, ugrađeni 1 NC + 1 NO pomoćni kontakti",5080.0917525773202]
[101251,"Ex9C40  11 3P 110V ","Kontaktor, 3-polni, 40A AC-3,  110 V AC, ugrađeni 1 NC + 1 NO pomoćni kontakti",5080.0917525773202]
[101252,"Ex9C40  11 3P 48V ","Kontaktor, 3-polni, 40A AC-3,  48 V AC, ugrađeni 1 NC + 1 NO pomoćni kontakti",5080.0917525773202]
[101253,"Ex9C40  11 3P 42V ","Kontaktor, 3-polni, 40A AC-3,  42 V AC, ugrađeni 1 NC + 1 NO pomoćni kontakti",5080.0917525773202]
[101254,"Ex9C40  11 3P 36V ","Kontaktor, 3-polni, 40A AC-3,  36 V AC, ugrađeni 1 NC + 1 NO pomoćni kontakti",5080.0917525773202]
[101255,"Ex9C40  11 3P 24V ","Kontaktor, 3-polni, 40A AC-3,  24 V AC, ugrađeni 1 NC + 1 NO pomoćni kontakti",5080.0917525773202]
[101256,"Ex9C50  11 3P 415V ","Kontaktor, 3-polni, 50A AC-3,  415 V AC, ugrađeni 1 NC + 1 NO pomoćni kontakti",6471.6010309278363]
[101257,"Ex9C50  11 3P 400V ","Kontaktor, 3-polni, 50A AC-3,  400 V AC, ugrađeni 1 NC + 1 NO pomoćni kontakti",6471.6010309278363]
[101258,"Ex9C50  11 3P 380V ","Kontaktor, 3-polni, 50A AC-3,  380 V AC, ugrađeni 1 NC + 1 NO pomoćni kontakti",6471.6010309278363]
[101259,"Ex9C50  11 3P 240V ","Kontaktor, 3-polni, 50A AC-3,  240 V AC, ugrađeni 1 NC + 1 NO pomoćni kontakti",6471.6010309278363]
[101260,"Ex9C50  11 3P 230V ","Kontaktor, 3-polni, 50A AC-3,  230 V AC, ugrađeni 1 NC + 1 NO pomoćni kontakti",6471.6010309278363]
[101261,"Ex9C50  11 3P 220V ","Kontaktor, 3-polni, 50A AC-3,  220 V AC, ugrađeni 1 NC + 1 NO pomoćni kontakti",6471.6010309278363]
[101262,"Ex9C50  11 3P 127V ","Kontaktor, 3-polni, 50A AC-3,  127 V AC, ugrađeni 1 NC + 1 NO pomoćni kontakti",6471.6010309278363]
[101263,"Ex9C50  11 3P 110V ","Kontaktor, 3-polni, 50A AC-3,  110 V AC, ugrađeni 1 NC + 1 NO pomoćni kontakti",6471.6010309278363]
[101264,"Ex9C50  11 3P 48V ","Kontaktor, 3-polni, 50A AC-3,  48 V AC, ugrađeni 1 NC + 1 NO pomoćni kontakti",6471.6010309278363]
[101265,"Ex9C50  11 3P 42V ","Kontaktor, 3-polni, 50A AC-3,  42 V AC, ugrađeni 1 NC + 1 NO pomoćni kontakti",6471.6010309278363]
[101266,"Ex9C50  11 3P 36V ","Kontaktor, 3-polni, 50A AC-3,  36 V AC, ugrađeni 1 NC + 1 NO pomoćni kontakti",6471.6010309278363]
[101267,"Ex9C50  11 3P 24V ","Kontaktor, 3-polni, 50A AC-3,  24 V AC, ugrađeni 1 NC + 1 NO pomoćni kontakti",6471.6010309278363]
[101268,"Ex9C65  11 3P 415V ","Kontaktor, 3-polni, 65A AC-3,  415 V AC, ugrađeni 1 NC + 1 NO pomoćni kontakti",9121.9659793814426]
[101269,"Ex9C65  11 3P 400V ","Kontaktor, 3-polni, 65A AC-3,  400 V AC, ugrađeni 1 NC + 1 NO pomoćni kontakti",9121.9659793814426]
[101270,"Ex9C65  11 3P 380V ","Kontaktor, 3-polni, 65A AC-3,  380 V AC, ugrađeni 1 NC + 1 NO pomoćni kontakti",9121.9659793814426]
[101271,"Ex9C65  11 3P 240V ","Kontaktor, 3-polni, 65A AC-3,  240 V AC, ugrađeni 1 NC + 1 NO pomoćni kontakti",9121.9659793814426]
[101272,"Ex9C65  11 3P 230V ","Kontaktor, 3-polni, 65A AC-3,  230 V AC, ugrađeni 1 NC + 1 NO pomoćni kontakti",9121.9659793814426]
[101273,"Ex9C65  11 3P 220V ","Kontaktor, 3-polni, 65A AC-3,  220 V AC, ugrađeni 1 NC + 1 NO pomoćni kontakti",9121.9659793814426]
[101274,"Ex9C65  11 3P 127V ","Kontaktor, 3-polni, 65A AC-3,  127 V AC, ugrađeni 1 NC + 1 NO pomoćni kontakti",9121.9659793814426]
[101275,"Ex9C65  11 3P 110V ","Kontaktor, 3-polni, 65A AC-3,  110 V AC, ugrađeni 1 NC + 1 NO pomoćni kontakti",9121.9659793814426]
[101276,"Ex9C65  11 3P 48V ","Kontaktor, 3-polni, 65A AC-3,  48 V AC, ugrađeni 1 NC + 1 NO pomoćni kontakti",9121.9659793814426]
[101277,"Ex9C65  11 3P 42V ","Kontaktor, 3-polni, 65A AC-3,  42 V AC, ugrađeni 1 NC + 1 NO pomoćni kontakti",9121.9659793814426]
[101278,"Ex9C65  11 3P 36V ","Kontaktor, 3-polni, 65A AC-3,  36 V AC, ugrađeni 1 NC + 1 NO pomoćni kontakti",9121.9659793814426]
[101279,"Ex9C65  11 3P 24V ","Kontaktor, 3-polni, 65A AC-3,  24 V AC, ugrađeni 1 NC + 1 NO pomoćni kontakti",9121.9659793814426]
[101335,"Ex9C80 11 3P 415V ","Kontaktor, 3-polni, 80A AC-3,  415 V AC, ugrađeni 1 NC + 1 NO pomoćni kontakti",10910.082474226805]
[101336,"Ex9C80 11 3P 400V ","Kontaktor, 3-polni, 80A AC-3,  400 V AC, ugrađeni 1 NC + 1 NO pomoćni kontakti",10910.082474226805]
[101337,"Ex9C80 11 3P 380V ","Kontaktor, 3-polni, 80A AC-3,  380 V AC, ugrađeni 1 NC + 1 NO pomoćni kontakti",10910.082474226805]
[101338,"Ex9C80 11 3P 240V ","Kontaktor, 3-polni, 80A AC-3,  240 V AC, ugrađeni 1 NC + 1 NO pomoćni kontakti",10910.082474226805]
[101339,"Ex9C80 11 3P 230V ","Kontaktor, 3-polni, 80A AC-3,  230 V AC, ugrađeni 1 NC + 1 NO pomoćni kontakti",10910.082474226805]
[101340,"Ex9C80 11 3P 220V ","Kontaktor, 3-polni, 80A AC-3,  220 V AC, ugrađeni 1 NC + 1 NO pomoćni kontakti",10910.082474226805]
[101341,"Ex9C80 11 3P 127V ","Kontaktor, 3-polni, 80A AC-3,  127 V AC, ugrađeni 1 NC + 1 NO pomoćni kontakti",10910.082474226805]
[101342,"Ex9C80 11 3P 110V ","Kontaktor, 3-polni, 80A AC-3,  110 V AC, ugrađeni 1 NC + 1 NO pomoćni kontakti",10910.082474226805]
[101343,"Ex9C80 11 3P 48V ","Kontaktor, 3-polni, 80A AC-3,  48 V AC, ugrađeni 1 NC + 1 NO pomoćni kontakti",10910.082474226805]
[101344,"Ex9C80 11 3P 42V ","Kontaktor, 3-polni, 80A AC-3,  42 V AC, ugrađeni 1 NC + 1 NO pomoćni kontakti",10910.082474226805]
[101345,"Ex9C80 11 3P 36V ","Kontaktor, 3-polni, 80A AC-3,  36 V AC, ugrađeni 1 NC + 1 NO pomoćni kontakti",10910.082474226805]
[101346,"Ex9C80 11 3P 24V ","Kontaktor, 3-polni, 80A AC-3,  24 V AC, ugrađeni 1 NC + 1 NO pomoćni kontakti",10910.082474226805]
[101347,"Ex9C100 11 3P 415V ","Kontaktor, 3-polni, 100A AC-3,  415 V AC, ugrađeni 1 NC + 1 NO pomoćni kontakti",13967.883505154638]
[101348,"Ex9C100 11 3P 400V ","Kontaktor, 3-polni, 100A AC-3,  400 V AC, ugrađeni 1 NC + 1 NO pomoćni kontakti",13967.883505154638]
[101349,"Ex9C100 11 3P 380V ","Kontaktor, 3-polni, 100A AC-3,  380 V AC, ugrađeni 1 NC + 1 NO pomoćni kontakti",13967.883505154638]
[101350,"Ex9C100 11 3P 240V ","Kontaktor, 3-polni, 100A AC-3,  240 V AC, ugrađeni 1 NC + 1 NO pomoćni kontakti",13967.883505154638]
[101351,"Ex9C100 11 3P 230V ","Kontaktor, 3-polni, 100A AC-3,  230 V AC, ugrađeni 1 NC + 1 NO pomoćni kontakti",13967.883505154638]
[101352,"Ex9C100 11 3P 220V ","Kontaktor, 3-polni, 100A AC-3,  220 V AC, ugrađeni 1 NC + 1 NO pomoćni kontakti",13967.883505154638]
[101353,"Ex9C100 11 3P 127V","Kontaktor, 3-polni, 100A AC-3,  127 V AC, ugrađeni 1 NC + 1 NO pomoćni kontakti",13967.883505154638]
[101354,"Ex9C100 11 3P 110V ","Kontaktor, 3-polni, 100A AC-3,  110 V AC, ugrađeni 1 NC + 1 NO pomoćni kontakti",13967.883505154638]
[101355,"Ex9C100 11 3P 48V ","Kontaktor, 3-polni, 100A AC-3,  48 V AC, ugrađeni 1 NC + 1 NO pomoćni kontakti",13967.883505154638]
[101356,"Ex9C100 11 3P 42V ","Kontaktor, 3-polni, 100A AC-3,  42 V AC, ugrađeni 1 NC + 1 NO pomoćni kontakti",13967.883505154638]
[101357,"Ex9C100 11 3P 36V ","Kontaktor, 3-polni, 100A AC-3,  36 V AC, ugrađeni 1 NC + 1 NO pomoćni kontakti",13967.883505154638]
[101358,"Ex9C100 11 3P 24V ","Kontaktor, 3-polni, 100A AC-3,  24 V AC, ugrađeni 1 NC + 1 NO pomoćni kontakti",13967.883505154638]
[]
["Contactors Ex9C up to 500A"]
[106211,"Ex9C115 22 3P 48V AC/DC","Kontaktor, 3- polni, 115A AC-3, napon špulne 48V AC/DC, ugrađeni 2 NO+2 NC pom. kontakti",16910.627835051549]
[106212,"Ex9C115 22 3P 42V AC/DC","Kontaktor, 3- polni, 115A AC-3, napon špulne 42V AC/DC, ugrađeni 2 NO+2 NC pom. kontakti",16910.627835051549]
[106213,"Ex9C115 22 3P 415V AC/DC","Kontaktor, 3- polni, 115A AC-3, napon špulne 415V AC/DC, ugrađeni 2 NO+2 NC pom. kontakti",16910.627835051549]
[106214,"Ex9C115 22 3P 400V AC/DC","Kontaktor, 3- polni, 115A AC-3, napon špulne 400V AC/DC, ugrađeni 2 NO+2 NC pom. kontakti",16910.627835051549]
[106215,"Ex9C115 22 3P 380V AC/DC","Kontaktor, 3- polni, 115A AC-3, napon špulne 380V AC/DC, ugrađeni 2 NO+2 NC pom. kontakti",16910.627835051549]
[106216,"Ex9C115 22 3P 36V AC/DC","Kontaktor, 3- polni, 115A AC-3, napon špulne 36V AC/DC, ugrađeni 2 NO+2 NC pom. kontakti",16910.627835051549]
[106217,"Ex9C115 22 3P 24V AC/DC","Kontaktor, 3- polni, 115A AC-3, napon špulne 24V AC/DC, ugrađeni 2 NO+2 NC pom. kontakti",16910.627835051549]
[106218,"Ex9C115 22 3P 240V AC/DC","Kontaktor, 3- polni, 115A AC-3, napon špulne 240V AC/DC, ugrađeni 2 NO+2 NC pom. kontakti",16910.627835051549]
[106219,"Ex9C115 22 3P 230V AC/DC","Kontaktor, 3- polni, 115A AC-3, napon špulne 230V AC/DC, ugrađeni 2 NO+2 NC pom. kontakti",16910.627835051549]
[106220,"Ex9C115 22 3P 220V AC/DC","Kontaktor, 3- polni, 115A AC-3, napon špulne 220V AC/DC, ugrađeni 2 NO+2 NC pom. kontakti",16910.627835051549]
[106221,"Ex9C115 22 3P 127V AC/DC","Kontaktor, 3- polni, 115A AC-3, napon špulne 127V AC/DC, ugrađeni 2 NO+2 NC pom. kontakti",16910.627835051549]
[106222,"Ex9C115 22 3P 110V AC/DC","Kontaktor, 3- polni, 115A AC-3, napon špulne 110V AC/DC, ugrađeni 2 NO+2 NC pom. kontakti",16910.627835051549]
[106223,"Ex9C150 22 3P 48V AC/DC","Kontaktor, 3- polni, 150A AC-3, napon špulne 48V AC/DC, ugrađeni 2 NO+2 NC pom. kontakti",20536.944329896913]
[106224,"Ex9C150 22 3P 42V AC/DC","Kontaktor, 3- polni, 150A AC-3, napon špulne 42V AC/DC, ugrađeni 2 NO+2 NC pom. kontakti",20536.944329896913]
[106225,"Ex9C150 22 3P 415V AC/DC","Kontaktor, 3- polni, 150A AC-3, napon špulne 415V AC/DC, ugrađeni 2 NO+2 NC pom. kontakti",20536.944329896913]
[106226,"Ex9C150 22 3P 400V AC/DC","Kontaktor, 3- polni, 150A AC-3, napon špulne 400V AC/DC, ugrađeni 2 NO+2 NC pom. kontakti",20536.944329896913]
[106227,"Ex9C150 22 3P 380V AC/DC","Kontaktor, 3- polni, 150A AC-3, napon špulne 380V AC/DC, ugrađeni 2 NO+2 NC pom. kontakti",20536.944329896913]
[106228,"Ex9C150 22 3P 36V AC/DC","Kontaktor, 3- polni, 150A AC-3, napon špulne 36V AC/DC, ugrađeni 2 NO+2 NC pom. kontakti",20536.944329896913]
[106229,"Ex9C150 22 3P 24V AC/DC","Kontaktor, 3- polni, 150A AC-3, napon špulne 24V AC/DC, ugrađeni 2 NO+2 NC pom. kontakti",20536.944329896913]
[106230,"Ex9C150 22 3P 240V AC/DC","Kontaktor, 3- polni, 150A AC-3, napon špulne 240V AC/DC, ugrađeni 2 NO+2 NC pom. kontakti",20536.944329896913]
[106231,"Ex9C150 22 3P 230V AC/DC","Kontaktor, 3- polni, 150A AC-3, napon špulne 230V AC/DC, ugrađeni 2 NO+2 NC pom. kontakti",20536.944329896913]
[106232,"Ex9C150 22 3P 220V AC/DC","Kontaktor, 3- polni, 150A AC-3, napon špulne 220V AC/DC, ugrađeni 2 NO+2 NC pom. kontakti",20536.944329896913]
[106233,"Ex9C150 22 3P 127V AC/DC","Kontaktor, 3- polni, 150A AC-3, napon špulne 127V AC/DC, ugrađeni 2 NO+2 NC pom. kontakti",20536.944329896913]
[106234,"Ex9C150 22 3P 110V AC/DC","Kontaktor, 3- polni, 150A AC-3, napon špulne 110V AC/DC, ugrađeni 2 NO+2 NC pom. kontakti",20536.944329896913]
[106235,"Ex9C185 22 3P 48V AC/DC","Kontaktor, 3- polni, 185A AC-3, napon špulne 48V AC/DC, ugrađeni 2 NO+2 NC pom. kontakti",22764.98350515464]
[106236,"Ex9C185 22 3P 42V AC/DC","Kontaktor, 3- polni, 185A AC-3, napon špulne 42V AC/DC, ugrađeni 2 NO+2 NC pom. kontakti",22764.98350515464]
[106237,"Ex9C185 22 3P 415V AC/DC","Kontaktor, 3- polni, 185A AC-3, napon špulne 415V AC/DC, ugrađeni 2 NO+2 NC pom. kontakti",22764.98350515464]
[106238,"Ex9C185 22 3P 400V AC/DC","Kontaktor, 3- polni, 185A AC-3, napon špulne 400V AC/DC, ugrađeni 2 NO+2 NC pom. kontakti",22764.98350515464]
[106239,"Ex9C185 22 3P 380V AC/DC","Kontaktor, 3- polni, 185A AC-3, napon špulne 380V AC/DC, ugrađeni 2 NO+2 NC pom. kontakti",22764.98350515464]
[106240,"Ex9C185 22 3P 36V AC/DC","Kontaktor, 3- polni, 185A AC-3, napon špulne 36V AC/DC, ugrađeni 2 NO+2 NC pom. kontakti",22764.98350515464]
[106241,"Ex9C185 22 3P 24V AC/DC","Kontaktor, 3- polni, 185A AC-3, napon špulne 24V AC/DC, ugrađeni 2 NO+2 NC pom. kontakti",22764.98350515464]
[106242,"Ex9C185 22 3P 240V AC/DC","Kontaktor, 3- polni, 185A AC-3, napon špulne 240V AC/DC, ugrađeni 2 NO+2 NC pom. kontakti",22764.98350515464]
[106243,"Ex9C185 22 3P 230V AC/DC","Kontaktor, 3- polni, 185A AC-3, napon špulne 230V AC/DC, ugrađeni 2 NO+2 NC pom. kontakti",22764.98350515464]
[106244,"Ex9C185 22 3P 220V AC/DC","Kontaktor, 3- polni, 185A AC-3, napon špulne 220V AC/DC, ugrađeni 2 NO+2 NC pom. kontakti",22764.98350515464]
[106245,"Ex9C185 22 3P 127V AC/DC","Kontaktor, 3- polni, 185A AC-3, napon špulne 127V AC/DC, ugrađeni 2 NO+2 NC pom. kontakti",22764.98350515464]
[106246,"Ex9C185 22 3P 110V AC/DC","Kontaktor, 3- polni, 185A AC-3, napon špulne 110V AC/DC, ugrađeni 2 NO+2 NC pom. kontakti",22764.98350515464]
[106247,"Ex9C225 22 3P 48V AC/DC","Kontaktor, 3- polni, 225A AC-3, napon špulne 48V AC/DC, ugrađeni 2 NO+2 NC pom. kontakti",34262.531958762898]
[106248,"Ex9C225 22 3P 42V AC/DC","Kontaktor, 3- polni, 225A AC-3, napon špulne 42V AC/DC, ugrađeni 2 NO+2 NC pom. kontakti",34262.531958762898]
[106249,"Ex9C225 22 3P 415V AC/DC","Kontaktor, 3- polni, 225A AC-3, napon špulne 415V AC/DC, ugrađeni 2 NO+2 NC pom. kontakti",34262.531958762898]
[106250,"Ex9C225 22 3P 400V AC/DC","Kontaktor, 3- polni, 225A AC-3, napon špulne 400V AC/DC, ugrađeni 2 NO+2 NC pom. kontakti",34262.531958762898]
[106251,"Ex9C225 22 3P 380V AC/DC","Kontaktor, 3- polni, 225A AC-3, napon špulne 380V AC/DC, ugrađeni 2 NO+2 NC pom. kontakti",34262.531958762898]
[106252,"Ex9C225 22 3P 36V AC/DC","Kontaktor, 3- polni, 225A AC-3, napon špulne 36V AC/DC, ugrađeni 2 NO+2 NC pom. kontakti",34262.531958762898]
[106253,"Ex9C225 22 3P 24V AC/DC","Kontaktor, 3- polni, 225A AC-3, napon špulne 24V AC/DC, ugrađeni 2 NO+2 NC pom. kontakti",34262.531958762898]
[106254,"Ex9C225 22 3P 240V AC/DC","Kontaktor, 3- polni, 225A AC-3, napon špulne 240V AC/DC, ugrađeni 2 NO+2 NC pom. kontakti",34262.531958762898]
[106255,"Ex9C225 22 3P 230V AC/DC","Kontaktor, 3- polni, 225A AC-3, napon špulne 230V AC/DC, ugrađeni 2 NO+2 NC pom. kontakti",34262.531958762898]
[106256,"Ex9C225 22 3P 220V AC/DC","Kontaktor, 3- polni, 225A AC-3, napon špulne 220V AC/DC, ugrađeni 2 NO+2 NC pom. kontakti",34262.531958762898]
[106257,"Ex9C225 22 3P 127V AC/DC","Kontaktor, 3- polni, 225A AC-3, napon špulne 127V AC/DC, ugrađeni 2 NO+2 NC pom. kontakti",34262.531958762898]
[106258,"Ex9C225 22 3P 110V AC/DC","Kontaktor, 3- polni, 225A AC-3, napon špulne 110V AC/DC, ugrađeni 2 NO+2 NC pom. kontakti",34262.531958762898]
[106259,"Ex9C265 22 3P 48V AC/DC","Kontaktor, 3- polni, 265A AC-3, napon špulne 48V AC/DC, ugrađeni 2 NO+2 NC pom. kontakti",46413.873195876287]
[106260,"Ex9C265 22 3P 42V AC/DC","Kontaktor, 3- polni, 265A AC-3, napon špulne 42V AC/DC, ugrađeni 2 NO+2 NC pom. kontakti",46413.873195876287]
[106261,"Ex9C265 22 3P 415V AC/DC","Kontaktor, 3- polni, 265A AC-3, napon špulne 415V AC/DC, ugrađeni 2 NO+2 NC pom. kontakti",46413.873195876287]
[106262,"Ex9C265 22 3P 400V AC/DC","Kontaktor, 3- polni, 265A AC-3, napon špulne 400V AC/DC, ugrađeni 2 NO+2 NC pom. kontakti",46413.873195876287]
[106263,"Ex9C265 22 3P 380V AC/DC","Kontaktor, 3- polni, 265A AC-3, napon špulne 380V AC/DC, ugrađeni 2 NO+2 NC pom. kontakti",46413.873195876287]
[106264,"Ex9C265 22 3P 36V AC/DC","Kontaktor, 3- polni, 265A AC-3, napon špulne 36V AC/DC, ugrađeni 2 NO+2 NC pom. kontakti",46413.873195876287]
[106265,"Ex9C265 22 3P 24V AC/DC","Kontaktor, 3- polni, 265A AC-3, napon špulne 24V AC/DC, ugrađeni 2 NO+2 NC pom. kontakti",46413.873195876287]
[106266,"Ex9C265 22 3P 240V AC/DC","Kontaktor, 3- polni, 265A AC-3, napon špulne 240V AC/DC, ugrađeni 2 NO+2 NC pom. kontakti",46413.873195876287]
[106267,"Ex9C265 22 3P 230V AC/DC","Kontaktor, 3- polni, 265A AC-3, napon špulne 230V AC/DC, ugrađeni 2 NO+2 NC pom. kontakti",46413.873195876287]
[106268,"Ex9C265 22 3P 220V AC/DC","Kontaktor, 3- polni, 265A AC-3, napon špulne 220V AC/DC, ugrađeni 2 NO+2 NC pom. kontakti",46413.873195876287]
[106269,"Ex9C265 22 3P 127V AC/DC","Kontaktor, 3- polni, 265A AC-3, napon špulne 127V AC/DC, ugrađeni 2 NO+2 NC pom. kontakti",46413.873195876287]
[106270,"Ex9C265 22 3P 110V AC/DC","Kontaktor, 3- polni, 265A AC-3, napon špulne 110V AC/DC, ugrađeni 2 NO+2 NC pom. kontakti",46413.873195876287]
[106271,"Ex9C300 22 3P 48V AC/DC","Kontaktor, 3- polni, 300A AC-3, napon špulne 48V AC/DC, ugrađeni 2 NO+2 NC pom. kontakti",54416.405154639186]
[106272,"Ex9C300 22 3P 42V AC/DC","Kontaktor, 3- polni, 300A AC-3, napon špulne 42V AC/DC, ugrađeni 2 NO+2 NC pom. kontakti",54416.405154639186]
[106273,"Ex9C300 22 3P 415V AC/DC","Kontaktor, 3- polni, 300A AC-3, napon špulne 415V AC/DC, ugrađeni 2 NO+2 NC pom. kontakti",54416.405154639186]
[106274,"Ex9C300 22 3P 400V AC/DC","Kontaktor, 3- polni, 300A AC-3, napon špulne 400V AC/DC, ugrađeni 2 NO+2 NC pom. kontakti",54416.405154639186]
[106275,"Ex9C300 22 3P 380V AC/DC","Kontaktor, 3- polni, 300A AC-3, napon špulne 380V AC/DC, ugrađeni 2 NO+2 NC pom. kontakti",54416.405154639186]
[106276,"Ex9C300 22 3P 36V AC/DC","Kontaktor, 3- polni, 300A AC-3, napon špulne 36V AC/DC, ugrađeni 2 NO+2 NC pom. kontakti",54416.405154639186]
[106277,"Ex9C300 22 3P 24V AC/DC","Kontaktor, 3- polni, 300A AC-3, napon špulne 24V AC/DC, ugrađeni 2 NO+2 NC pom. kontakti",54416.405154639186]
[106278,"Ex9C300 22 3P 240V AC/DC","Kontaktor, 3- polni, 300A AC-3, napon špulne 240V AC/DC, ugrađeni 2 NO+2 NC pom. kontakti",54416.405154639186]
[106279,"Ex9C300 22 3P 230V AC/DC","Kontaktor, 3- polni, 300A AC-3, napon špulne 230V AC/DC, ugrađeni 2 NO+2 NC pom. kontakti",54416.405154639186]
[106280,"Ex9C300 22 3P 220V AC/DC","Kontaktor, 3- polni, 300A AC-3, napon špulne 220V AC/DC, ugrađeni 2 NO+2 NC pom. kontakti",54416.405154639186]
[106281,"Ex9C300 22 3P 127V AC/DC","Kontaktor, 3- polni, 300A AC-3, napon špulne 127V AC/DC, ugrađeni 2 NO+2 NC pom. kontakti",54416.405154639186]
[106282,"Ex9C300 22 3P 110V AC/DC","Kontaktor, 3- polni, 300A AC-3, napon špulne 110V AC/DC, ugrađeni 2 NO+2 NC pom. kontakti",54416.405154639186]
[106283,"Ex9C400 22 3P 48V AC/DC","Kontaktor, 3- polni, 400A AC-3, napon špulne 48V AC/DC, ugrađeni 2 NO+2 NC pom. kontakti",68345.034020618579]
[106284,"Ex9C400 22 3P 42V AC/DC","Kontaktor, 3- polni, 400A AC-3, napon špulne 42V AC/DC, ugrađeni 2 NO+2 NC pom. kontakti",68345.034020618579]
[106285,"Ex9C400 22 3P 415V AC/DC","Kontaktor, 3- polni, 400A AC-3, napon špulne 415V AC/DC, ugrađeni 2 NO+2 NC pom. kontakti",68345.034020618579]
[106286,"Ex9C400 22 3P 400V AC/DC","Kontaktor, 3- polni, 400A AC-3, napon špulne 400V AC/DC, ugrađeni 2 NO+2 NC pom. kontakti",68345.034020618579]
[106287,"Ex9C400 22 3P 380V AC/DC","Kontaktor, 3- polni, 400A AC-3, napon špulne 380V AC/DC, ugrađeni 2 NO+2 NC pom. kontakti",68345.034020618579]
[106288,"Ex9C400 22 3P 36V AC/DC","Kontaktor, 3- polni, 400A AC-3, napon špulne 36V AC/DC, ugrađeni 2 NO+2 NC pom. kontakti",68345.034020618579]
[106290,"Ex9C400 22 3P 240V AC/DC","Kontaktor, 3- polni, 400A AC-3, napon špulne 240V AC/DC, ugrađeni 2 NO+2 NC pom. kontakti",68345.034020618579]
[106291,"Ex9C400 22 3P 230V AC/DC","Kontaktor, 3- polni, 400A AC-3, napon špulne 230V AC/DC, ugrađeni 2 NO+2 NC pom. kontakti",68345.034020618579]
[106292,"Ex9C400 22 3P 220V AC/DC","Kontaktor, 3- polni, 400A AC-3, napon špulne 220V AC/DC, ugrađeni 2 NO+2 NC pom. kontakti",68345.034020618579]
[106293,"Ex9C400 22 3P 127V AC/DC","Kontaktor, 3- polni, 400A AC-3, napon špulne 127V AC/DC, ugrađeni 2 NO+2 NC pom. kontakti",68345.034020618579]
[106294,"Ex9C400 22 3P 110V AC/DC","Kontaktor, 3- polni, 400A AC-3, napon špulne 110V AC/DC, ugrađeni 2 NO+2 NC pom. kontakti",68345.034020618579]
[106295,"Ex9C500 22 3P 48V AC/DC","Kontaktor, 3- polni, 500A AC-3, napon špulne 48V AC/DC, ugrađeni 2 NO+2 NC pom. kontakti",95631.069072164944]
[106296,"Ex9C500 22 3P 42V AC/DC","Kontaktor, 3- polni, 500A AC-3, napon špulne 42V AC/DC, ugrađeni 2 NO+2 NC pom. kontakti",95631.069072164944]
[106297,"Ex9C500 22 3P 415V AC/DC","Kontaktor, 3- polni, 500A AC-3, napon špulne 415V AC/DC, ugrađeni 2 NO+2 NC pom. kontakti",95631.069072164944]
[106298,"Ex9C500 22 3P 400V AC/DC","Kontaktor, 3- polni, 500A AC-3, napon špulne 400V AC/DC, ugrađeni 2 NO+2 NC pom. kontakti",95631.069072164944]
[106299,"Ex9C500 22 3P 380V AC/DC","Kontaktor, 3- polni, 500A AC-3, napon špulne 380V AC/DC, ugrađeni 2 NO+2 NC pom. kontakti",95631.069072164944]
[106300,"Ex9C500 22 3P 36V AC/DC","Kontaktor, 3- polni, 500A AC-3, napon špulne 36V AC/DC, ugrađeni 2 NO+2 NC pom. kontakti",95631.069072164944]
[106302,"Ex9C500 22 3P 240V AC/DC","Kontaktor, 3- polni, 500A AC-3, napon špulne 240V AC/DC, ugrađeni 2 NO+2 NC pom. kontakti",95631.069072164944]
[106303,"Ex9C500 22 3P 230V AC/DC","Kontaktor, 3- polni, 500A AC-3, napon špulne 230V AC/DC, ugrađeni 2 NO+2 NC pom. kontakti",95631.069072164944]
[106304,"Ex9C500 22 3P 220V AC/DC","Kontaktor, 3- polni, 500A AC-3, napon špulne 220V AC/DC, ugrađeni 2 NO+2 NC pom. kontakti",95631.069072164944]
[106305,"Ex9C500 22 3P 127V AC/DC","Kontaktor, 3- polni, 500A AC-3, napon špulne 127V AC/DC, ugrađeni 2 NO+2 NC pom. kontakti",95631.069072164944]
[106306,"Ex9C500 22 3P 110V AC/DC","Kontaktor, 3- polni, 500A AC-3, napon špulne 110V AC/DC, ugrađeni 2 NO+2 NC pom. kontakti",95631.069072164944]
[]
["Spare coil for contactors Ex9C185-500"]
[107986,"ECC44 415V AC/DC EU","ECC44 rezervna špulna za kontaktor 415V",6938.5958762886603]
[107985,"ECC44 400V AC/DC EU","ECC44 rezervna špulna za kontaktor 400V",6938.5958762886603]
[107984,"ECC44 380V AC/DC EU","ECC44 rezervna špulna za kontaktor 380V",6938.5958762886603]
[107983,"ECC44 240V AC/DC EU","ECC44 rezervna špulna za kontaktor 240V",6634.0340206185574]
[107982,"ECC44 230V AC/DC EU","ECC44 rezervna špulna za kontaktor 230V",6634.0340206185574]
[107981,"ECC44 220V AC/DC EU","ECC44 rezervna špulna za kontaktor 220V",6634.0340206185574]
[107980,"ECC44 127V AC/DC EU","ECC44 rezervna špulna za kontaktor 127V",6865.5010309278368]
[107979,"ECC44 110V AC/DC EU","ECC44 rezervna špulna za kontaktor 110V",6865.5010309278368]
[107978,"ECC44 48V AC/DC EU","ECC44 rezervna špulna za kontaktor 48V",6558.2319587628872]
[107977,"ECC44 42V AC/DC EU","ECC44 rezervna špulna za kontaktor 42V",6558.2319587628872]
[107976,"ECC44 36V AC/DC EU","ECC44 rezervna špulna za kontaktor 36V",7057.713402061856]
[107975,"ECC44 24V AC/DC EU","ECC44 rezervna špulna za kontaktor 24V",6971.0824742268051]
[107998,"ECC45 415V AC/DC EU","ECC45 rezervna špulna za kontaktor 415V",10799.086597938145]
[107997,"ECC45 400V AC/DC EU","ECC45 rezervna špulna za kontaktor 400V",10799.086597938145]
[107996,"ECC45 380V AC/DC EU","ECC45 rezervna špulna za kontaktor 380V",10799.086597938145]
[107995,"ECC45 240V AC/DC EU","ECC45 rezervna špulna za kontaktor 240V",10495.878350515466]
[107994,"ECC45 230V AC/DC EU","ECC45 rezervna špulna za kontaktor 230V",10495.878350515466]
[107993,"ECC45 220V AC/DC EU","ECC45 rezervna špulna za kontaktor 220V",10495.878350515466]
[107992,"ECC45 127V AC/DC EU","ECC45 rezervna špulna za kontaktor 127V",10191.316494845361]
[107991,"ECC45 110V AC/DC EU","ECC45 rezervna špulna za kontaktor 110V",10191.316494845361]
[107990,"ECC45 48V AC/DC EU","ECC45 rezervna špulna za kontaktor 48V",11213.290721649486]
[107989,"ECC45 42V AC/DC EU","ECC45 rezervna špulna za kontaktor 42V",11213.290721649486]
[107988,"ECC45 36V AC/DC EU","ECC45 rezervna špulna za kontaktor 36V",11416.331958762888]
[107987,"ECC45 24V AC/DC EU","ECC45 rezervna špulna za kontaktor 24V",11517.852577319589]
[108010,"ECC46 415V AC/DC EU","ECC46 rezervna špulna za kontaktor 415V",18549.847422680414]
[108009,"ECC46 400V AC/DC EU","ECC46 rezervna špulna za kontaktor 400V",18549.847422680414]
[108008,"ECC46 380V AC/DC EU","ECC46 rezervna špulna za kontaktor 380V",18549.847422680414]
[108007,"ECC46 240V AC/DC EU","ECC46 rezervna špulna za kontaktor 240V",18857.116494845362]
[108006,"ECC46 230V AC/DC EU","ECC46 rezervna špulna za kontaktor 230V",18857.116494845362]
[108005,"ECC46 220V AC/DC EU","ECC46 rezervna špulna za kontaktor 220V",18857.116494845362]
[108004,"ECC46 127V AC/DC EU","ECC46 rezervna špulna za kontaktor 127V",18710.926804123708]
[108003,"ECC46 110V AC/DC EU","ECC46 rezervna špulna za kontaktor 110V",18710.926804123708]
[108002,"ECC46 48V AC/DC EU","ECC46 rezervna špulna za kontaktor 48V",22411.691752577321]
[108001,"ECC46 42V AC/DC EU","ECC46 rezervna špulna za kontaktor 42V",22411.691752577321]
[108000,"ECC46 36V AC/DC EU","ECC46 rezervna špulna za kontaktor 36V",20037.462886597939]
[]
["Capacitor Contactors  Ex9CC"]
[104194,"Ex9CC25 12 3P 110V","Kontaktor za kapacitivna opterećenja, nominalna struja AC-6b do 25 A, za kompenzaciju do 16 kvar na 400 V AC",2976.5845360824742]
[104195,"Ex9CC25 12 3P 127V","Kontaktor za kapacitivna opterećenja, nominalna struja AC-6b do 25 A, za kompenzaciju do 16 kvar na 400 V AC",3320.401030927836]
[104196,"Ex9CC25 12 3P 220V","Kontaktor za kapacitivna opterećenja, nominalna struja AC-6b do 25 A, za kompenzaciju do 16 kvar na 400 V AC",3320.401030927836]
[104197,"Ex9CC25 12 3P 230V","Kontaktor za kapacitivna opterećenja, nominalna struja AC-6b do 25 A, za kompenzaciju do 16 kvar na 400 V AC",2889.9536082474233]
[104198,"Ex9CC25 12 3P 240V","Kontaktor za kapacitivna opterećenja, nominalna struja AC-6b do 25 A, za kompenzaciju do 16 kvar na 400 V AC",3320.401030927836]
[104199,"Ex9CC25 12 3P 24V","Kontaktor za kapacitivna opterećenja, nominalna struja AC-6b do 25 A, za kompenzaciju do 16 kvar na 400 V AC",2976.5845360824742]
[104200,"Ex9CC25 12 3P 36V","Kontaktor za kapacitivna opterećenja, nominalna struja AC-6b do 25 A, za kompenzaciju do 16 kvar na 400 V AC",3320.401030927836]
[104201,"Ex9CC25 12 3P 380V","Kontaktor za kapacitivna opterećenja, nominalna struja AC-6b do 25 A, za kompenzaciju do 16 kvar na 400 V AC",3320.401030927836]
[104202,"Ex9CC25 12 3P 400V","Kontaktor za kapacitivna opterećenja, nominalna struja AC-6b do 25 A, za kompenzaciju do 16 kvar na 400 V AC",2976.5845360824742]
[104203,"Ex9CC25 12 3P 415V","Kontaktor za kapacitivna opterećenja, nominalna struja AC-6b do 25 A, za kompenzaciju do 16 kvar na 400 V AC",3320.401030927836]
[104204,"Ex9CC25 12 3P 42V","Kontaktor za kapacitivna opterećenja, nominalna struja AC-6b do 25 A, za kompenzaciju do 16 kvar na 400 V AC",2976.5845360824742]
[104205,"Ex9CC25 12 3P 48V","Kontaktor za kapacitivna opterećenja, nominalna struja AC-6b do 25 A, za kompenzaciju do 16 kvar na 400 V AC",2976.5845360824742]
[104206,"Ex9CC25 21 3P 110V","Kontaktor za kapacitivna opterećenja, nominalna struja AC-6b do 25 A, za kompenzaciju do 16 kvar na 400 V AC",3320.401030927836]
[104207,"Ex9CC25 21 3P 127V","Kontaktor za kapacitivna opterećenja, nominalna struja AC-6b do 25 A, za kompenzaciju do 16 kvar na 400 V AC",3320.401030927836]
[104208,"Ex9CC25 21 3P 220V","Kontaktor za kapacitivna opterećenja, nominalna struja AC-6b do 25 A, za kompenzaciju do 16 kvar na 400 V AC",3320.401030927836]
[104209,"Ex9CC25 21 3P 230V","Kontaktor za kapacitivna opterećenja, nominalna struja AC-6b do 25 A, za kompenzaciju do 16 kvar na 400 V AC",2889.9536082474233]
[104210,"Ex9CC25 21 3P 240V","Kontaktor za kapacitivna opterećenja, nominalna struja AC-6b do 25 A, za kompenzaciju do 16 kvar na 400 V AC",3320.401030927836]
[104211,"Ex9CC25 21 3P 24V","Kontaktor za kapacitivna opterećenja, nominalna struja AC-6b do 25 A, za kompenzaciju do 16 kvar na 400 V AC",3320.401030927836]
[104212,"Ex9CC25 21 3P 36V","Kontaktor za kapacitivna opterećenja, nominalna struja AC-6b do 25 A, za kompenzaciju do 16 kvar na 400 V AC",3320.401030927836]
[104213,"Ex9CC25 21 3P 380V","Kontaktor za kapacitivna opterećenja, nominalna struja AC-6b do 25 A, za kompenzaciju do 16 kvar na 400 V AC",3320.401030927836]
[104214,"Ex9CC25 21 3P 400V","Kontaktor za kapacitivna opterećenja, nominalna struja AC-6b do 25 A, za kompenzaciju do 16 kvar na 400 V AC",3320.401030927836]
[104215,"Ex9CC25 21 3P 415V","Kontaktor za kapacitivna opterećenja, nominalna struja AC-6b do 25 A, za kompenzaciju do 16 kvar na 400 V AC",3320.401030927836]
[104216,"Ex9CC25 21 3P 42V","Kontaktor za kapacitivna opterećenja, nominalna struja AC-6b do 25 A, za kompenzaciju do 16 kvar na 400 V AC",3320.401030927836]
[104217,"Ex9CC25 21 3P 48V","Kontaktor za kapacitivna opterećenja, nominalna struja AC-6b do 25 A, za kompenzaciju do 16 kvar na 400 V AC",3320.401030927836]
[104218,"Ex9CC25 23 3P 110V","Kontaktor za kapacitivna opterećenja, nominalna struja AC-6b do 25 A, za kompenzaciju do 16 kvar na 400 V AC",4151.5164948453621]
[104219,"Ex9CC25 23 3P 127V","Kontaktor za kapacitivna opterećenja, nominalna struja AC-6b do 25 A, za kompenzaciju do 16 kvar na 400 V AC",4151.5164948453621]
[104220,"Ex9CC25 23 3P 220V","Kontaktor za kapacitivna opterećenja, nominalna struja AC-6b do 25 A, za kompenzaciju do 16 kvar na 400 V AC",4151.5164948453621]
[104221,"Ex9CC25 23 3P 230V","Kontaktor za kapacitivna opterećenja, nominalna struja AC-6b do 25 A, za kompenzaciju do 16 kvar na 400 V AC",3010.4247422680414]
[104222,"Ex9CC25 23 3P 240V","Kontaktor za kapacitivna opterećenja, nominalna struja AC-6b do 25 A, za kompenzaciju do 16 kvar na 400 V AC",4151.5164948453621]
[104223,"Ex9CC25 23 3P 24V","Kontaktor za kapacitivna opterećenja, nominalna struja AC-6b do 25 A, za kompenzaciju do 16 kvar na 400 V AC",4151.5164948453621]
[104224,"Ex9CC25 23 3P 36V","Kontaktor za kapacitivna opterećenja, nominalna struja AC-6b do 25 A, za kompenzaciju do 16 kvar na 400 V AC",4151.5164948453621]
[104225,"Ex9CC25 23 3P 380V","Kontaktor za kapacitivna opterećenja, nominalna struja AC-6b do 25 A, za kompenzaciju do 16 kvar na 400 V AC",4151.5164948453621]
[104226,"Ex9CC25 23 3P 400V","Kontaktor za kapacitivna opterećenja, nominalna struja AC-6b do 25 A, za kompenzaciju do 16 kvar na 400 V AC",4151.5164948453621]
[104227,"Ex9CC25 23 3P 415V","Kontaktor za kapacitivna opterećenja, nominalna struja AC-6b do 25 A, za kompenzaciju do 16 kvar na 400 V AC",4151.5164948453621]
[104228,"Ex9CC25 23 3P 42V","Kontaktor za kapacitivna opterećenja, nominalna struja AC-6b do 25 A, za kompenzaciju do 16 kvar na 400 V AC",4151.5164948453621]
[104229,"Ex9CC25 23 3P 48V","Kontaktor za kapacitivna opterećenja, nominalna struja AC-6b do 25 A, za kompenzaciju do 16 kvar na 400 V AC",4151.5164948453621]
[104230,"Ex9CC25 32 3P 110V","Kontaktor za kapacitivna opterećenja, nominalna struja AC-6b do 25 A, za kompenzaciju do 16 kvar na 400 V AC",4151.5164948453621]
[104231,"Ex9CC25 32 3P 127V","Kontaktor za kapacitivna opterećenja, nominalna struja AC-6b do 25 A, za kompenzaciju do 16 kvar na 400 V AC",4151.5164948453621]
[104232,"Ex9CC25 32 3P 220V","Kontaktor za kapacitivna opterećenja, nominalna struja AC-6b do 25 A, za kompenzaciju do 16 kvar na 400 V AC",4151.5164948453621]
[104233,"Ex9CC25 32 3P 230V","Kontaktor za kapacitivna opterećenja, nominalna struja AC-6b do 25 A, za kompenzaciju do 16 kvar na 400 V AC",3010.4247422680414]
[104234,"Ex9CC25 32 3P 240V","Kontaktor za kapacitivna opterećenja, nominalna struja AC-6b do 25 A, za kompenzaciju do 16 kvar na 400 V AC",4151.5164948453621]
[104235,"Ex9CC25 32 3P 24V","Kontaktor za kapacitivna opterećenja, nominalna struja AC-6b do 25 A, za kompenzaciju do 16 kvar na 400 V AC",4151.5164948453621]
[104236,"Ex9CC25 32 3P 36V","Kontaktor za kapacitivna opterećenja, nominalna struja AC-6b do 25 A, za kompenzaciju do 16 kvar na 400 V AC",4151.5164948453621]
[104237,"Ex9CC25 32 3P 380V","Kontaktor za kapacitivna opterećenja, nominalna struja AC-6b do 25 A, za kompenzaciju do 16 kvar na 400 V AC",4151.5164948453621]
[104238,"Ex9CC25 32 3P 400V","Kontaktor za kapacitivna opterećenja, nominalna struja AC-6b do 25 A, za kompenzaciju do 16 kvar na 400 V AC",4151.5164948453621]
[104239,"Ex9CC25 32 3P 415V","Kontaktor za kapacitivna opterećenja, nominalna struja AC-6b do 25 A, za kompenzaciju do 16 kvar na 400 V AC",4151.5164948453621]
[104240,"Ex9CC25 32 3P 42V","Kontaktor za kapacitivna opterećenja, nominalna struja AC-6b do 25 A, za kompenzaciju do 16 kvar na 400 V AC",4151.5164948453621]
[104241,"Ex9CC25 32 3P 48V","Kontaktor za kapacitivna opterećenja, nominalna struja AC-6b do 25 A, za kompenzaciju do 16 kvar na 400 V AC",4151.5164948453621]
[104242,"Ex9CC38 12 3P 110V","Kontaktor za kapacitivna opterećenja, nominalna struja AC-6b do 38 A, za kompenzaciju do 25 kvar na 400 V AC",5237.1103092783505]
[104243,"Ex9CC38 12 3P 127V","Kontaktor za kapacitivna opterećenja, nominalna struja AC-6b do 38 A, za kompenzaciju do 25 kvar na 400 V AC",5237.1103092783505]
[104244,"Ex9CC38 12 3P 220V","Kontaktor za kapacitivna opterećenja, nominalna struja AC-6b do 38 A, za kompenzaciju do 25 kvar na 400 V AC",5237.1103092783505]
[104245,"Ex9CC38 12 3P 230V","Kontaktor za kapacitivna opterećenja, nominalna struja AC-6b do 38 A, za kompenzaciju do 25 kvar na 400 V AC",3939.0000000000014]
[104246,"Ex9CC38 12 3P 240V","Kontaktor za kapacitivna opterećenja, nominalna struja AC-6b do 38 A, za kompenzaciju do 25 kvar na 400 V AC",5237.1103092783505]
[104247,"Ex9CC38 12 3P 24V","Kontaktor za kapacitivna opterećenja, nominalna struja AC-6b do 38 A, za kompenzaciju do 25 kvar na 400 V AC",5237.1103092783505]
[104248,"Ex9CC38 12 3P 36V","Kontaktor za kapacitivna opterećenja, nominalna struja AC-6b do 38 A, za kompenzaciju do 25 kvar na 400 V AC",5237.1103092783505]
[104249,"Ex9CC38 12 3P 380V","Kontaktor za kapacitivna opterećenja, nominalna struja AC-6b do 38 A, za kompenzaciju do 25 kvar na 400 V AC",5237.1103092783505]
[104250,"Ex9CC38 12 3P 400V","Kontaktor za kapacitivna opterećenja, nominalna struja AC-6b do 38 A, za kompenzaciju do 25 kvar na 400 V AC",5237.1103092783505]
[104251,"Ex9CC38 12 3P 415V","Kontaktor za kapacitivna opterećenja, nominalna struja AC-6b do 38 A, za kompenzaciju do 25 kvar na 400 V AC",5237.1103092783505]
[104252,"Ex9CC38 12 3P 42V","Kontaktor za kapacitivna opterećenja, nominalna struja AC-6b do 38 A, za kompenzaciju do 25 kvar na 400 V AC",5237.1103092783505]
[104253,"Ex9CC38 12 3P 48V","Kontaktor za kapacitivna opterećenja, nominalna struja AC-6b do 38 A, za kompenzaciju do 25 kvar na 400 V AC",5237.1103092783505]
[104254,"Ex9CC38 21 3P 110V","Kontaktor za kapacitivna opterećenja, nominalna struja AC-6b do 38 A, za kompenzaciju do 25 kvar na 400 V AC",5237.1103092783505]
[104255,"Ex9CC38 21 3P 127V","Kontaktor za kapacitivna opterećenja, nominalna struja AC-6b do 38 A, za kompenzaciju do 25 kvar na 400 V AC",5237.1103092783505]
[104256,"Ex9CC38 21 3P 220V","Kontaktor za kapacitivna opterećenja, nominalna struja AC-6b do 38 A, za kompenzaciju do 25 kvar na 400 V AC",5237.1103092783505]
[104257,"Ex9CC38 21 3P 230V","Kontaktor za kapacitivna opterećenja, nominalna struja AC-6b do 38 A, za kompenzaciju do 25 kvar na 400 V AC",3939.0000000000014]
[104258,"Ex9CC38 21 3P 240V","Kontaktor za kapacitivna opterećenja, nominalna struja AC-6b do 38 A, za kompenzaciju do 25 kvar na 400 V AC",5237.1103092783505]
[104259,"Ex9CC38 21 3P 24V","Kontaktor za kapacitivna opterećenja, nominalna struja AC-6b do 38 A, za kompenzaciju do 25 kvar na 400 V AC",5237.1103092783505]
[104260,"Ex9CC38 21 3P 36V","Kontaktor za kapacitivna opterećenja, nominalna struja AC-6b do 38 A, za kompenzaciju do 25 kvar na 400 V AC",5237.1103092783505]
[104261,"Ex9CC38 21 3P 380V","Kontaktor za kapacitivna opterećenja, nominalna struja AC-6b do 38 A, za kompenzaciju do 25 kvar na 400 V AC",5237.1103092783505]
[104262,"Ex9CC38 21 3P 400V","Kontaktor za kapacitivna opterećenja, nominalna struja AC-6b do 38 A, za kompenzaciju do 25 kvar na 400 V AC",5237.1103092783505]
[104263,"Ex9CC38 21 3P 415V","Kontaktor za kapacitivna opterećenja, nominalna struja AC-6b do 38 A, za kompenzaciju do 25 kvar na 400 V AC",5237.1103092783505]
[104264,"Ex9CC38 21 3P 42V","Kontaktor za kapacitivna opterećenja, nominalna struja AC-6b do 38 A, za kompenzaciju do 25 kvar na 400 V AC",5237.1103092783505]
[104265,"Ex9CC38 21 3P 48V","Kontaktor za kapacitivna opterećenja, nominalna struja AC-6b do 38 A, za kompenzaciju do 25 kvar na 400 V AC",5237.1103092783505]
[104266,"Ex9CC38 23 3P 110V","Kontaktor za kapacitivna opterećenja, nominalna struja AC-6b do 38 A, za kompenzaciju do 25 kvar na 400 V AC",6544.6958762886597]
[104267,"Ex9CC38 23 3P 127V","Kontaktor za kapacitivna opterećenja, nominalna struja AC-6b do 38 A, za kompenzaciju do 25 kvar na 400 V AC",6544.6958762886597]
[104268,"Ex9CC38 23 3P 220V","Kontaktor za kapacitivna opterećenja, nominalna struja AC-6b do 38 A, za kompenzaciju do 25 kvar na 400 V AC",6544.6958762886597]
[104269,"Ex9CC38 23 3P 230V","Kontaktor za kapacitivna opterećenja, nominalna struja AC-6b do 38 A, za kompenzaciju do 25 kvar na 400 V AC",4060.8247422680415]
[104270,"Ex9CC38 23 3P 240V","Kontaktor za kapacitivna opterećenja, nominalna struja AC-6b do 38 A, za kompenzaciju do 25 kvar na 400 V AC",6544.6958762886597]
[104271,"Ex9CC38 23 3P 24V","Kontaktor za kapacitivna opterećenja, nominalna struja AC-6b do 38 A, za kompenzaciju do 25 kvar na 400 V AC",6544.6958762886597]
[104272,"Ex9CC38 23 3P 36V","Kontaktor za kapacitivna opterećenja, nominalna struja AC-6b do 38 A, za kompenzaciju do 25 kvar na 400 V AC",6544.6958762886597]
[104273,"Ex9CC38 23 3P 380V","Kontaktor za kapacitivna opterećenja, nominalna struja AC-6b do 38 A, za kompenzaciju do 25 kvar na 400 V AC",6544.6958762886597]
[104274,"Ex9CC38 23 3P 400V","Kontaktor za kapacitivna opterećenja, nominalna struja AC-6b do 38 A, za kompenzaciju do 25 kvar na 400 V AC",6544.6958762886597]
[104275,"Ex9CC38 23 3P 415V","Kontaktor za kapacitivna opterećenja, nominalna struja AC-6b do 38 A, za kompenzaciju do 25 kvar na 400 V AC",6544.6958762886597]
[104276,"Ex9CC38 23 3P 42V","Kontaktor za kapacitivna opterećenja, nominalna struja AC-6b do 38 A, za kompenzaciju do 25 kvar na 400 V AC",6544.6958762886597]
[104277,"Ex9CC38 23 3P 48V","Kontaktor za kapacitivna opterećenja, nominalna struja AC-6b do 38 A, za kompenzaciju do 25 kvar na 400 V AC",6544.6958762886597]
[104278,"Ex9CC38 32 3P 110V","Kontaktor za kapacitivna opterećenja, nominalna struja AC-6b do 38 A, za kompenzaciju do 25 kvar na 400 V AC",6544.6958762886597]
[104279,"Ex9CC38 32 3P 127V","Kontaktor za kapacitivna opterećenja, nominalna struja AC-6b do 38 A, za kompenzaciju do 25 kvar na 400 V AC",6544.6958762886597]
[104280,"Ex9CC38 32 3P 220V","Kontaktor za kapacitivna opterećenja, nominalna struja AC-6b do 38 A, za kompenzaciju do 25 kvar na 400 V AC",6544.6958762886597]
[104281,"Ex9CC38 32 3P 230V","Kontaktor za kapacitivna opterećenja, nominalna struja AC-6b do 38 A, za kompenzaciju do 25 kvar na 400 V AC",5610.7061855670108]
[104282,"Ex9CC38 32 3P 240V","Kontaktor za kapacitivna opterećenja, nominalna struja AC-6b do 38 A, za kompenzaciju do 25 kvar na 400 V AC",6544.6958762886597]
[104283,"Ex9CC38 32 3P 24V","Kontaktor za kapacitivna opterećenja, nominalna struja AC-6b do 38 A, za kompenzaciju do 25 kvar na 400 V AC",6544.6958762886597]
[104284,"Ex9CC38 32 3P 36V","Kontaktor za kapacitivna opterećenja, nominalna struja AC-6b do 38 A, za kompenzaciju do 25 kvar na 400 V AC",6544.6958762886597]
[104285,"Ex9CC38 32 3P 380V","Kontaktor za kapacitivna opterećenja, nominalna struja AC-6b do 38 A, za kompenzaciju do 25 kvar na 400 V AC",6544.6958762886597]
[104286,"Ex9CC38 32 3P 400V","Kontaktor za kapacitivna opterećenja, nominalna struja AC-6b do 38 A, za kompenzaciju do 25 kvar na 400 V AC",6544.6958762886597]
[104287,"Ex9CC38 32 3P 415V","Kontaktor za kapacitivna opterećenja, nominalna struja AC-6b do 38 A, za kompenzaciju do 25 kvar na 400 V AC",6544.6958762886597]
[104288,"Ex9CC38 32 3P 42V","Kontaktor za kapacitivna opterećenja, nominalna struja AC-6b do 38 A, za kompenzaciju do 25 kvar na 400 V AC",6544.6958762886597]
[104289,"Ex9CC38 32 3P 48V","Kontaktor za kapacitivna opterećenja, nominalna struja AC-6b do 38 A, za kompenzaciju do 25 kvar na 400 V AC",6544.6958762886597]
[104290,"Ex9CC50 12 3P 110V","Kontaktor za kapacitivna opterećenja, nominalna struja AC-6b do 50 A, za kompenzaciju do 30 kvar na 400 V AC",6925.0597938144329]
[104291,"Ex9CC50 12 3P 127V","Kontaktor za kapacitivna opterećenja, nominalna struja AC-6b do 50 A, za kompenzaciju do 30 kvar na 400 V AC",8400.4927835051567]
[104292,"Ex9CC50 12 3P 220V","Kontaktor za kapacitivna opterećenja, nominalna struja AC-6b do 50 A, za kompenzaciju do 30 kvar na 400 V AC",8400.4927835051567]
[104293,"Ex9CC50 12 3P 230V","Kontaktor za kapacitivna opterećenja, nominalna struja AC-6b do 50 A, za kompenzaciju do 30 kvar na 400 V AC",6288.863917525774]
[104294,"Ex9CC50 12 3P 240V","Kontaktor za kapacitivna opterećenja, nominalna struja AC-6b do 50 A, za kompenzaciju do 30 kvar na 400 V AC",8400.4927835051567]
[104295,"Ex9CC50 12 3P 24V","Kontaktor za kapacitivna opterećenja, nominalna struja AC-6b do 50 A, za kompenzaciju do 30 kvar na 400 V AC",6925.0597938144329]
[104296,"Ex9CC50 12 3P 36V","Kontaktor za kapacitivna opterećenja, nominalna struja AC-6b do 50 A, za kompenzaciju do 30 kvar na 400 V AC",8400.4927835051567]
[104297,"Ex9CC50 12 3P 380V","Kontaktor za kapacitivna opterećenja, nominalna struja AC-6b do 50 A, za kompenzaciju do 30 kvar na 400 V AC",6925.0597938144329]
[104298,"Ex9CC50 12 3P 400V","Kontaktor za kapacitivna opterećenja, nominalna struja AC-6b do 50 A, za kompenzaciju do 30 kvar na 400 V AC",9004.2020618556708]
[104299,"Ex9CC50 12 3P 415V","Kontaktor za kapacitivna opterećenja, nominalna struja AC-6b do 50 A, za kompenzaciju do 30 kvar na 400 V AC",9004.2020618556708]
[104300,"Ex9CC50 12 3P 42V","Kontaktor za kapacitivna opterećenja, nominalna struja AC-6b do 50 A, za kompenzaciju do 30 kvar na 400 V AC",6925.0597938144329]
[104301,"Ex9CC50 12 3P 48V","Kontaktor za kapacitivna opterećenja, nominalna struja AC-6b do 50 A, za kompenzaciju do 30 kvar na 400 V AC",6925.0597938144329]
[104302,"Ex9CC50 21 3P 110V","Kontaktor za kapacitivna opterećenja, nominalna struja AC-6b do 50 A, za kompenzaciju do 30 kvar na 400 V AC",8400.4927835051567]
[104303,"Ex9CC50 21 3P 127V","Kontaktor za kapacitivna opterećenja, nominalna struja AC-6b do 50 A, za kompenzaciju do 30 kvar na 400 V AC",8400.4927835051567]
[104304,"Ex9CC50 21 3P 220V","Kontaktor za kapacitivna opterećenja, nominalna struja AC-6b do 50 A, za kompenzaciju do 30 kvar na 400 V AC",8400.4927835051567]
[104305,"Ex9CC50 21 3P 230V","Kontaktor za kapacitivna opterećenja, nominalna struja AC-6b do 50 A, za kompenzaciju do 30 kvar na 400 V AC",9004.2020618556708]
[104306,"Ex9CC50 21 3P 240V","Kontaktor za kapacitivna opterećenja, nominalna struja AC-6b do 50 A, za kompenzaciju do 30 kvar na 400 V AC",8400.4927835051567]
[104307,"Ex9CC50 21 3P 24V","Kontaktor za kapacitivna opterećenja, nominalna struja AC-6b do 50 A, za kompenzaciju do 30 kvar na 400 V AC",8400.4927835051567]
[104308,"Ex9CC50 21 3P 36V","Kontaktor za kapacitivna opterećenja, nominalna struja AC-6b do 50 A, za kompenzaciju do 30 kvar na 400 V AC",8400.4927835051567]
[104309,"Ex9CC50 21 3P 380V","Kontaktor za kapacitivna opterećenja, nominalna struja AC-6b do 50 A, za kompenzaciju do 30 kvar na 400 V AC",9004.2020618556708]
[104310,"Ex9CC50 21 3P 400V","Kontaktor za kapacitivna opterećenja, nominalna struja AC-6b do 50 A, za kompenzaciju do 30 kvar na 400 V AC",9004.2020618556708]
[104311,"Ex9CC50 21 3P 415V","Kontaktor za kapacitivna opterećenja, nominalna struja AC-6b do 50 A, za kompenzaciju do 30 kvar na 400 V AC",9004.2020618556708]
[104312,"Ex9CC50 21 3P 42V","Kontaktor za kapacitivna opterećenja, nominalna struja AC-6b do 50 A, za kompenzaciju do 30 kvar na 400 V AC",8400.4927835051567]
[104313,"Ex9CC50 21 3P 48V","Kontaktor za kapacitivna opterećenja, nominalna struja AC-6b do 50 A, za kompenzaciju do 30 kvar na 400 V AC",8400.4927835051567]
[104314,"Ex9CC65 12 3P 110V","Kontaktor za kapacitivna opterećenja, nominalna struja AC-6b do 65 A, za kompenzaciju do 40 kvar na 400 V AC",10421.429896907219]
[104315,"Ex9CC65 12 3P 127V","Kontaktor za kapacitivna opterećenja, nominalna struja AC-6b do 65 A, za kompenzaciju do 40 kvar na 400 V AC",10421.429896907219]
[104316,"Ex9CC65 12 3P 220V","Kontaktor za kapacitivna opterećenja, nominalna struja AC-6b do 65 A, za kompenzaciju do 40 kvar na 400 V AC",10421.429896907219]
[104317,"Ex9CC65 12 3P 230V","Kontaktor za kapacitivna opterećenja, nominalna struja AC-6b do 65 A, za kompenzaciju do 40 kvar na 400 V AC",9100.3082474226831]
[104318,"Ex9CC65 12 3P 240V","Kontaktor za kapacitivna opterećenja, nominalna struja AC-6b do 65 A, za kompenzaciju do 40 kvar na 400 V AC",10421.429896907219]
[104319,"Ex9CC65 12 3P 24V","Kontaktor za kapacitivna opterećenja, nominalna struja AC-6b do 65 A, za kompenzaciju do 40 kvar na 400 V AC",9764.9298969072188]
[104320,"Ex9CC65 12 3P 36V","Kontaktor za kapacitivna opterećenja, nominalna struja AC-6b do 65 A, za kompenzaciju do 40 kvar na 400 V AC",9764.9298969072188]
[104321,"Ex9CC65 12 3P 380V","Kontaktor za kapacitivna opterećenja, nominalna struja AC-6b do 65 A, za kompenzaciju do 40 kvar na 400 V AC",10694.858762886601]
[104322,"Ex9CC65 12 3P 400V","Kontaktor za kapacitivna opterećenja, nominalna struja AC-6b do 65 A, za kompenzaciju do 40 kvar na 400 V AC",10694.858762886601]
[104323,"Ex9CC65 12 3P 415V","Kontaktor za kapacitivna opterećenja, nominalna struja AC-6b do 65 A, za kompenzaciju do 40 kvar na 400 V AC",10694.858762886601]
[104324,"Ex9CC65 12 3P 42V","Kontaktor za kapacitivna opterećenja, nominalna struja AC-6b do 65 A, za kompenzaciju do 40 kvar na 400 V AC",9764.9298969072188]
[104325,"Ex9CC65 12 3P 48V","Kontaktor za kapacitivna opterećenja, nominalna struja AC-6b do 65 A, za kompenzaciju do 40 kvar na 400 V AC",9764.9298969072188]
[104326,"Ex9CC65 21 3P 110V","Kontaktor za kapacitivna opterećenja, nominalna struja AC-6b do 65 A, za kompenzaciju do 40 kvar na 400 V AC",10421.429896907219]
[104327,"Ex9CC65 21 3P 127V","Kontaktor za kapacitivna opterećenja, nominalna struja AC-6b do 65 A, za kompenzaciju do 40 kvar na 400 V AC",10421.429896907219]
[104328,"Ex9CC65 21 3P 220V","Kontaktor za kapacitivna opterećenja, nominalna struja AC-6b do 65 A, za kompenzaciju do 40 kvar na 400 V AC",10421.429896907219]
[104329,"Ex9CC65 21 3P 230V","Kontaktor za kapacitivna opterećenja, nominalna struja AC-6b do 65 A, za kompenzaciju do 40 kvar na 400 V AC",9100.3082474226831]
[104330,"Ex9CC65 21 3P 240V","Kontaktor za kapacitivna opterećenja, nominalna struja AC-6b do 65 A, za kompenzaciju do 40 kvar na 400 V AC",10421.429896907219]
[104331,"Ex9CC65 21 3P 24V","Kontaktor za kapacitivna opterećenja, nominalna struja AC-6b do 65 A, za kompenzaciju do 40 kvar na 400 V AC",9764.9298969072188]
[104332,"Ex9CC65 21 3P 36V","Kontaktor za kapacitivna opterećenja, nominalna struja AC-6b do 65 A, za kompenzaciju do 40 kvar na 400 V AC",9764.9298969072188]
[104333,"Ex9CC65 21 3P 380V","Kontaktor za kapacitivna opterećenja, nominalna struja AC-6b do 65 A, za kompenzaciju do 40 kvar na 400 V AC",10694.858762886601]
[104334,"Ex9CC65 21 3P 400V","Kontaktor za kapacitivna opterećenja, nominalna struja AC-6b do 65 A, za kompenzaciju do 40 kvar na 400 V AC",10694.858762886601]
[104335,"Ex9CC65 21 3P 415V","Kontaktor za kapacitivna opterećenja, nominalna struja AC-6b do 65 A, za kompenzaciju do 40 kvar na 400 V AC",10694.858762886601]
[104336,"Ex9CC65 21 3P 42V","Kontaktor za kapacitivna opterećenja, nominalna struja AC-6b do 65 A, za kompenzaciju do 40 kvar na 400 V AC",9764.9298969072188]
[104337,"Ex9CC65 21 3P 48V","Kontaktor za kapacitivna opterećenja, nominalna struja AC-6b do 65 A, za kompenzaciju do 40 kvar na 400 V AC",9764.9298969072188]
[104338,"Ex9CC80 12 3P 110V","Kontaktor za kapacitivna opterećenja, nominalna struja AC-6b do 80 A, za kompenzaciju do 50 kvar na 400 V AC",11283.678350515465]
[104339,"Ex9CC80 12 3P 127V","Kontaktor za kapacitivna opterećenja, nominalna struja AC-6b do 80 A, za kompenzaciju do 50 kvar na 400 V AC",12247.447422680414]
[104340,"Ex9CC80 12 3P 220V","Kontaktor za kapacitivna opterećenja, nominalna struja AC-6b do 80 A, za kompenzaciju do 50 kvar na 400 V AC",12247.447422680414]
[104341,"Ex9CC80 12 3P 230V","Kontaktor za kapacitivna opterećenja, nominalna struja AC-6b do 80 A, za kompenzaciju do 50 kvar na 400 V AC",10953.397938144331]
[104342,"Ex9CC80 12 3P 240V","Kontaktor za kapacitivna opterećenja, nominalna struja AC-6b do 80 A, za kompenzaciju do 50 kvar na 400 V AC",12247.447422680414]
[104343,"Ex9CC80 12 3P 24V","Kontaktor za kapacitivna opterećenja, nominalna struja AC-6b do 80 A, za kompenzaciju do 50 kvar na 400 V AC",10571.680412371134]
[104344,"Ex9CC80 12 3P 36V","Kontaktor za kapacitivna opterećenja, nominalna struja AC-6b do 80 A, za kompenzaciju do 50 kvar na 400 V AC",10571.680412371134]
[104345,"Ex9CC80 12 3P 380V","Kontaktor za kapacitivna opterećenja, nominalna struja AC-6b do 80 A, za kompenzaciju do 50 kvar na 400 V AC",11914.459793814434]
[104346,"Ex9CC80 12 3P 400V","Kontaktor za kapacitivna opterećenja, nominalna struja AC-6b do 80 A, za kompenzaciju do 50 kvar na 400 V AC",11914.459793814434]
[104347,"Ex9CC80 12 3P 415V","Kontaktor za kapacitivna opterećenja, nominalna struja AC-6b do 80 A, za kompenzaciju do 50 kvar na 400 V AC",11914.459793814434]
[104348,"Ex9CC80 12 3P 42V","Kontaktor za kapacitivna opterećenja, nominalna struja AC-6b do 80 A, za kompenzaciju do 50 kvar na 400 V AC",10571.680412371134]
[104349,"Ex9CC80 12 3P 48V","Kontaktor za kapacitivna opterećenja, nominalna struja AC-6b do 80 A, za kompenzaciju do 50 kvar na 400 V AC",10571.680412371134]
[104350,"Ex9CC80 21 3P 110V","Kontaktor za kapacitivna opterećenja, nominalna struja AC-6b do 80 A, za kompenzaciju do 50 kvar na 400 V AC",12247.447422680414]
[104351,"Ex9CC80 21 3P 127V","Kontaktor za kapacitivna opterećenja, nominalna struja AC-6b do 80 A, za kompenzaciju do 50 kvar na 400 V AC",12247.447422680414]
[104352,"Ex9CC80 21 3P 220V","Kontaktor za kapacitivna opterećenja, nominalna struja AC-6b do 80 A, za kompenzaciju do 50 kvar na 400 V AC",12247.447422680414]
[104353,"Ex9CC80 21 3P 230V","Kontaktor za kapacitivna opterećenja, nominalna struja AC-6b do 80 A, za kompenzaciju do 50 kvar na 400 V AC",10953.397938144331]
[104354,"Ex9CC80 21 3P 240V","Kontaktor za kapacitivna opterećenja, nominalna struja AC-6b do 80 A, za kompenzaciju do 50 kvar na 400 V AC",12247.447422680414]
[104355,"Ex9CC80 21 3P 24V","Kontaktor za kapacitivna opterećenja, nominalna struja AC-6b do 80 A, za kompenzaciju do 50 kvar na 400 V AC",10571.680412371134]
[104356,"Ex9CC80 21 3P 36V","Kontaktor za kapacitivna opterećenja, nominalna struja AC-6b do 80 A, za kompenzaciju do 50 kvar na 400 V AC",10571.680412371134]
[104357,"Ex9CC80 21 3P 380V","Kontaktor za kapacitivna opterećenja, nominalna struja AC-6b do 80 A, za kompenzaciju do 50 kvar na 400 V AC",11914.459793814434]
[104358,"Ex9CC80 21 3P 400V","Kontaktor za kapacitivna opterećenja, nominalna struja AC-6b do 80 A, za kompenzaciju do 50 kvar na 400 V AC",11914.459793814434]
[104359,"Ex9CC80 21 3P 415V","Kontaktor za kapacitivna opterećenja, nominalna struja AC-6b do 80 A, za kompenzaciju do 50 kvar na 400 V AC",11914.459793814434]
[104360,"Ex9CC80 21 3P 42V","Kontaktor za kapacitivna opterećenja, nominalna struja AC-6b do 80 A, za kompenzaciju do 50 kvar na 400 V AC",10571.680412371134]
[104361,"Ex9CC80 21 3P 48V","Kontaktor za kapacitivna opterećenja, nominalna struja AC-6b do 80 A, za kompenzaciju do 50 kvar na 400 V AC",10571.680412371134]
[104362,"Ex9CC100 12 3P 110V","Kontaktor za kapacitivna opterećenja, nominalna struja AC-6b do 100 A, za kompenzaciju do 60 kvar na 400 V AC",15919.786597938144]
[104363,"Ex9CC100 12 3P 127V","Kontaktor za kapacitivna opterećenja, nominalna struja AC-6b do 100 A, za kompenzaciju do 60 kvar na 400 V AC",15919.786597938144]
[104364,"Ex9CC100 12 3P 220V","Kontaktor za kapacitivna opterećenja, nominalna struja AC-6b do 100 A, za kompenzaciju do 60 kvar na 400 V AC",15919.786597938144]
[104365,"Ex9CC100 12 3P 230V","Kontaktor za kapacitivna opterećenja, nominalna struja AC-6b do 100 A, za kompenzaciju do 60 kvar na 400 V AC",15455.49896907217]
[104366,"Ex9CC100 12 3P 240V","Kontaktor za kapacitivna opterećenja, nominalna struja AC-6b do 100 A, za kompenzaciju do 60 kvar na 400 V AC",15919.786597938144]
[104367,"Ex9CC100 12 3P 24V","Kontaktor za kapacitivna opterećenja, nominalna struja AC-6b do 100 A, za kompenzaciju do 60 kvar na 400 V AC",13745.891752577323]
[104368,"Ex9CC100 12 3P 36V","Kontaktor za kapacitivna opterećenja, nominalna struja AC-6b do 100 A, za kompenzaciju do 60 kvar na 400 V AC",13745.891752577323]
[104369,"Ex9CC100 12 3P 380V","Kontaktor za kapacitivna opterećenja, nominalna struja AC-6b do 100 A, za kompenzaciju do 60 kvar na 400 V AC",15489.339175257735]
[104370,"Ex9CC100 12 3P 400V","Kontaktor za kapacitivna opterećenja, nominalna struja AC-6b do 100 A, za kompenzaciju do 60 kvar na 400 V AC",15489.339175257735]
[104371,"Ex9CC100 12 3P 415V","Kontaktor za kapacitivna opterećenja, nominalna struja AC-6b do 100 A, za kompenzaciju do 60 kvar na 400 V AC",15489.339175257735]
[104372,"Ex9CC100 12 3P 42V","Kontaktor za kapacitivna opterećenja, nominalna struja AC-6b do 100 A, za kompenzaciju do 60 kvar na 400 V AC",13745.891752577323]
[104373,"Ex9CC100 12 3P 48V","Kontaktor za kapacitivna opterećenja, nominalna struja AC-6b do 100 A, za kompenzaciju do 60 kvar na 400 V AC",13745.891752577323]
[104374,"Ex9CC100 21 3P 110V","Kontaktor za kapacitivna opterećenja, nominalna struja AC-6b do 100 A, za kompenzaciju do 60 kvar na 400 V AC",15919.786597938144]
[104375,"Ex9CC100 21 3P 127V","Kontaktor za kapacitivna opterećenja, nominalna struja AC-6b do 100 A, za kompenzaciju do 60 kvar na 400 V AC",15919.786597938144]
[104376,"Ex9CC100 21 3P 220V","Kontaktor za kapacitivna opterećenja, nominalna struja AC-6b do 100 A, za kompenzaciju do 60 kvar na 400 V AC",15919.786597938144]
[104377,"Ex9CC100 21 3P 230V","Kontaktor za kapacitivna opterećenja, nominalna struja AC-6b do 100 A, za kompenzaciju do 60 kvar na 400 V AC",15455.49896907217]
[104378,"Ex9CC100 21 3P 240V","Kontaktor za kapacitivna opterećenja, nominalna struja AC-6b do 100 A, za kompenzaciju do 60 kvar na 400 V AC",15919.786597938144]
[104379,"Ex9CC100 21 3P 24V","Kontaktor za kapacitivna opterećenja, nominalna struja AC-6b do 100 A, za kompenzaciju do 60 kvar na 400 V AC",13745.891752577323]
[104380,"Ex9CC100 21 3P 36V","Kontaktor za kapacitivna opterećenja, nominalna struja AC-6b do 100 A, za kompenzaciju do 60 kvar na 400 V AC",13745.891752577323]
[104381,"Ex9CC100 21 3P 380V","Kontaktor za kapacitivna opterećenja, nominalna struja AC-6b do 100 A, za kompenzaciju do 60 kvar na 400 V AC",15489.339175257735]
[104382,"Ex9CC100 21 3P 400V","Kontaktor za kapacitivna opterećenja, nominalna struja AC-6b do 100 A, za kompenzaciju do 60 kvar na 400 V AC",15489.339175257735]
[104383,"Ex9CC100 21 3P 415V","Kontaktor za kapacitivna opterećenja, nominalna struja AC-6b do 100 A, za kompenzaciju do 60 kvar na 400 V AC",15489.339175257735]
[104384,"Ex9CC100 21 3P 42V","Kontaktor za kapacitivna opterećenja, nominalna struja AC-6b do 100 A, za kompenzaciju do 60 kvar na 400 V AC",13745.891752577323]
[104385,"Ex9CC100 21 3P 48V","Kontaktor za kapacitivna opterećenja, nominalna struja AC-6b do 100 A, za kompenzaciju do 60 kvar na 400 V AC",13745.891752577323]
[]
["Reversible contactors Ex9CR"]
[104648,"Ex9CR09 22 3P 48V","Reverzni kontaktor, 3-polni, 9A AC-3,  48 V AC, 2 NC + 2 NO pomoćni kontakti",4018.8628865979385]
[104649,"Ex9CR09 22 3P 42V","Reverzni kontaktor, 3-polni, 9A AC-3,  42 V AC, 2 NC + 2 NO pomoćni kontakti",4018.8628865979385]
[104650,"Ex9CR09 22 3P 415V","Reverzni kontaktor, 3-polni, 9A AC-3,  415 V AC, 2 NC + 2 NO pomoćni kontakti",4018.8628865979385]
[104651,"Ex9CR09 22 3P 400V","Reverzni kontaktor, 3-polni, 9A AC-3,  400 V AC, 2 NC + 2 NO pomoćni kontakti",4018.8628865979385]
[104652,"Ex9CR09 22 3P 380V","Reverzni kontaktor, 3-polni, 9A AC-3,  380 V AC, 2 NC + 2 NO pomoćni kontakti",4018.8628865979385]
[104653,"Ex9CR09 22 3P 36V","Reverzni kontaktor, 3-polni, 9A AC-3,  36 V AC, 2 NC + 2 NO pomoćni kontakti",4018.8628865979385]
[104654,"Ex9CR09 22 3P 24V","Reverzni kontaktor, 3-polni, 9A AC-3,  24 V AC, 2 NC + 2 NO pomoćni kontakti",4018.8628865979385]
[104655,"Ex9CR09 22 3P 240V","Reverzni kontaktor, 3-polni, 9A AC-3,  240 V AC, 2 NC + 2 NO pomoćni kontakti",4018.8628865979385]
[104656,"Ex9CR09 22 3P 230V","Reverzni kontaktor, 3-polni, 9A AC-3,  230 V AC, 2 NC + 2 NO pomoćni kontakti",4018.8628865979385]
[104657,"Ex9CR09 22 3P 220V","Reverzni kontaktor, 3-polni, 9A AC-3,  220 V AC, 2 NC + 2 NO pomoćni kontakti",4018.8628865979385]
[104658,"Ex9CR09 22 3P 127V","Reverzni kontaktor, 3-polni, 9A AC-3,  127 V AC, 2 NC + 2 NO pomoćni kontakti",4018.8628865979385]
[104659,"Ex9CR09 22 3P 110V","Reverzni kontaktor, 3-polni, 9A AC-3,  110 V AC, 2 NC + 2 NO pomoćni kontakti",4018.8628865979385]
[104660,"Ex9CR09 11 3P 48V","Reverzni kontaktor, 3-polni, 9A AC-3,  48 V AC, 1 NC + 1 NO pomoćni kontakti",3654.7422680412374]
[104661,"Ex9CR09 11 3P 42V","Reverzni kontaktor, 3-polni, 9A AC-3,  42 V AC, 1 NC + 1 NO pomoćni kontakti",3654.7422680412374]
[104662,"Ex9CR09 11 3P 415V","Reverzni kontaktor, 3-polni, 9A AC-3,  415 V AC, 1 NC + 1 NO pomoćni kontakti",3654.7422680412374]
[104663,"Ex9CR09 11 3P 400V","Reverzni kontaktor, 3-polni, 9A AC-3,  400 V AC, 1 NC + 1 NO pomoćni kontakti",3654.7422680412374]
[104664,"Ex9CR09 11 3P 380V","Reverzni kontaktor, 3-polni, 9A AC-3,  380 V AC, 1 NC + 1 NO pomoćni kontakti",3654.7422680412374]
[104665,"Ex9CR09 11 3P 36V","Reverzni kontaktor, 3-polni, 9A AC-3,  36 V AC, 1 NC + 1 NO pomoćni kontakti",3654.7422680412374]
[104666,"Ex9CR09 11 3P 24V","Reverzni kontaktor, 3-polni, 9A AC-3,  24 V AC, 1 NC + 1 NO pomoćni kontakti",3654.7422680412374]
[104667,"Ex9CR09 11 3P 240V","Reverzni kontaktor, 3-polni, 9A AC-3,  240 V AC, 1 NC + 1 NO pomoćni kontakti",3654.7422680412374]
[104668,"Ex9CR09 11 3P 230V","Reverzni kontaktor, 3-polni, 9A AC-3,  230 V AC, 1 NC + 1 NO pomoćni kontakti",3654.7422680412374]
[104669,"Ex9CR09 11 3P 220V","Reverzni kontaktor, 3-polni, 9A AC-3,  220 V AC, 1 NC + 1 NO pomoćni kontakti",3654.7422680412374]
[104670,"Ex9CR09 11 3P 127V","Reverzni kontaktor, 3-polni, 9A AC-3,  127 V AC, 1 NC + 1 NO pomoćni kontakti",3654.7422680412374]
[104671,"Ex9CR09 11 3P 110V","Reverzni kontaktor, 3-polni, 9A AC-3,  110 V AC, 1 NC + 1 NO pomoćni kontakti",3654.7422680412374]
[104672,"Ex9CR12 22 3P 48V","Reverzni kontaktor, 3-polni, 12A AC-3,  48 V AC, 2 NC + 2 NO pomoćni kontakti",4706.4958762886617]
[104673,"Ex9CR12 22 3P 42V","Reverzni kontaktor, 3-polni, 12A AC-3,  42 V AC, 2 NC + 2 NO pomoćni kontakti",4706.4958762886617]
[104674,"Ex9CR12 22 3P 415V","Reverzni kontaktor, 3-polni, 12A AC-3,  415 V AC, 2 NC + 2 NO pomoćni kontakti",4706.4958762886617]
[104675,"Ex9CR12 22 3P 400V","Reverzni kontaktor, 3-polni, 12A AC-3,  400 V AC, 2 NC + 2 NO pomoćni kontakti",4706.4958762886617]
[104676,"Ex9CR12 22 3P 380V","Reverzni kontaktor, 3-polni, 12A AC-3,  380 V AC, 2 NC + 2 NO pomoćni kontakti",4706.4958762886617]
[104677,"Ex9CR12 22 3P 36V","Reverzni kontaktor, 3-polni, 12A AC-3,  36 V AC, 2 NC + 2 NO pomoćni kontakti",4706.4958762886617]
[104678,"Ex9CR12 22 3P 24V","Reverzni kontaktor, 3-polni, 12A AC-3,  24 V AC, 2 NC + 2 NO pomoćni kontakti",4706.4958762886617]
[104679,"Ex9CR12 22 3P 240V","Reverzni kontaktor, 3-polni, 12A AC-3,  240 V AC, 2 NC + 2 NO pomoćni kontakti",4706.4958762886617]
[104680,"Ex9CR12 22 3P 230V","Reverzni kontaktor, 3-polni, 12A AC-3,  230 V AC, 2 NC + 2 NO pomoćni kontakti",4706.4958762886617]
[104681,"Ex9CR12 22 3P 220V","Reverzni kontaktor, 3-polni, 12A AC-3,  220 V AC, 2 NC + 2 NO pomoćni kontakti",4706.4958762886617]
[104682,"Ex9CR12 22 3P 127V","Reverzni kontaktor, 3-polni, 12A AC-3,  127 V AC, 2 NC + 2 NO pomoćni kontakti",4706.4958762886617]
[104683,"Ex9CR12 22 3P 110V","Reverzni kontaktor, 3-polni, 12A AC-3,  110 V AC, 2 NC + 2 NO pomoćni kontakti",4706.4958762886617]
[104684,"Ex9CR12 11 3P 48V","Reverzni kontaktor, 3-polni, 12A AC-3,  48 V AC, 1 NC + 1 NO pomoćni kontakti",4278.7556701030935]
[104685,"Ex9CR12 11 3P 42V","Reverzni kontaktor, 3-polni, 12A AC-3,  42 V AC, 1 NC + 1 NO pomoćni kontakti",4278.7556701030935]
[104686,"Ex9CR12 11 3P 415V","Reverzni kontaktor, 3-polni, 12A AC-3,  415 V AC, 1 NC + 1 NO pomoćni kontakti",4278.7556701030935]
[104687,"Ex9CR12 11 3P 400V","Reverzni kontaktor, 3-polni, 12A AC-3,  400 V AC, 1 NC + 1 NO pomoćni kontakti",4278.7556701030935]
[104688,"Ex9CR12 11 3P 380V","Reverzni kontaktor, 3-polni, 12A AC-3,  380 V AC, 1 NC + 1 NO pomoćni kontakti",4278.7556701030935]
[104689,"Ex9CR12 11 3P 36V","Reverzni kontaktor, 3-polni, 12A AC-3,  36 V AC, 1 NC + 1 NO pomoćni kontakti",4278.7556701030935]
[104690,"Ex9CR12 11 3P 24V","Reverzni kontaktor, 3-polni, 12A AC-3,  24 V AC, 1 NC + 1 NO pomoćni kontakti",4278.7556701030935]
[104691,"Ex9CR12 11 3P 240V","Reverzni kontaktor, 3-polni, 12A AC-3,  240 V AC, 1 NC + 1 NO pomoćni kontakti",4278.7556701030935]
[104692,"Ex9CR12 11 3P 230V","Reverzni kontaktor, 3-polni, 12A AC-3,  230 V AC, 1 NC + 1 NO pomoćni kontakti",4278.7556701030935]
[104693,"Ex9CR12 11 3P 220V","Reverzni kontaktor, 3-polni, 12A AC-3,  220 V AC, 1 NC + 1 NO pomoćni kontakti",4278.7556701030935]
[104694,"Ex9CR12 11 3P 127V","Reverzni kontaktor, 3-polni, 12A AC-3,  127 V AC, 1 NC + 1 NO pomoćni kontakti",4278.7556701030935]
[104695,"Ex9CR12 11 3P 110V","Reverzni kontaktor, 3-polni, 12A AC-3,  110 V AC, 1 NC + 1 NO pomoćni kontakti",4278.7556701030935]
[104696,"Ex9CR18 22 3P 48V","Reverzni kontaktor, 3-polni, 18A AC-3,  48 V AC, 2 NC + 2 NO pomoćni kontakti",6749.0907216494852]
[104697,"Ex9CR18 22 3P 42V","Reverzni kontaktor, 3-polni, 18A AC-3,  42 V AC, 2 NC + 2 NO pomoćni kontakti",6749.0907216494852]
[104698,"Ex9CR18 22 3P 415V","Reverzni kontaktor, 3-polni, 18A AC-3,  415 V AC, 2 NC + 2 NO pomoćni kontakti",6749.0907216494852]
[104699,"Ex9CR18 22 3P 400V","Reverzni kontaktor, 3-polni, 18A AC-3,  400 V AC, 2 NC + 2 NO pomoćni kontakti",6749.0907216494852]
[104700,"Ex9CR18 22 3P 380V","Reverzni kontaktor, 3-polni, 18A AC-3,  380 V AC, 2 NC + 2 NO pomoćni kontakti",6749.0907216494852]
[104701,"Ex9CR18 22 3P 36V","Reverzni kontaktor, 3-polni, 18A AC-3,  36 V AC, 2 NC + 2 NO pomoćni kontakti",6749.0907216494852]
[104702,"Ex9CR18 22 3P 24V","Reverzni kontaktor, 3-polni, 18A AC-3,  24 V AC, 2 NC + 2 NO pomoćni kontakti",6749.0907216494852]
[104703,"Ex9CR18 22 3P 240V","Reverzni kontaktor, 3-polni, 18A AC-3,  240 V AC, 2 NC + 2 NO pomoćni kontakti",6749.0907216494852]
[104704,"Ex9CR18 22 3P 230V","Reverzni kontaktor, 3-polni, 18A AC-3,  230 V AC, 2 NC + 2 NO pomoćni kontakti",6749.0907216494852]
[104705,"Ex9CR18 22 3P 220V","Reverzni kontaktor, 3-polni, 18A AC-3,  220 V AC, 2 NC + 2 NO pomoćni kontakti",6749.0907216494852]
[104706,"Ex9CR18 22 3P 127V","Reverzni kontaktor, 3-polni, 18A AC-3,  127 V AC, 2 NC + 2 NO pomoćni kontakti",6749.0907216494852]
[104707,"Ex9CR18 22 3P 110V","Reverzni kontaktor, 3-polni, 18A AC-3,  110 V AC, 2 NC + 2 NO pomoćni kontakti",6749.0907216494852]
[104708,"Ex9CR18 11 3P 48V","Reverzni kontaktor, 3-polni, 18A AC-3,  48 V AC, 1 NC + 1 NO pomoćni kontakti",5697.3371134020626]
[104709,"Ex9CR18 11 3P 42V","Reverzni kontaktor, 3-polni, 18A AC-3,  42 V AC, 1 NC + 1 NO pomoćni kontakti",5697.3371134020626]
[104710,"Ex9CR18 11 3P 415V","Reverzni kontaktor, 3-polni, 18A AC-3,  415 V AC, 1 NC + 1 NO pomoćni kontakti",5697.3371134020626]
[104711,"Ex9CR18 11 3P 400V","Reverzni kontaktor, 3-polni, 18A AC-3,  400 V AC, 1 NC + 1 NO pomoćni kontakti",5697.3371134020626]
[104712,"Ex9CR18 11 3P 380V","Reverzni kontaktor, 3-polni, 18A AC-3,  380 V AC, 1 NC + 1 NO pomoćni kontakti",5697.3371134020626]
[104713,"Ex9CR18 11 3P 36V","Reverzni kontaktor, 3-polni, 18A AC-3,  36 V AC, 1 NC + 1 NO pomoćni kontakti",5697.3371134020626]
[104714,"Ex9CR18 11 3P 24V","Reverzni kontaktor, 3-polni, 18A AC-3,  24 V AC, 1 NC + 1 NO pomoćni kontakti",5697.3371134020626]
[104715,"Ex9CR18 11 3P 240V","Reverzni kontaktor, 3-polni, 18A AC-3,  240 V AC, 1 NC + 1 NO pomoćni kontakti",5697.3371134020626]
[104716,"Ex9CR18 11 3P 230V","Reverzni kontaktor, 3-polni, 18A AC-3,  230 V AC, 1 NC + 1 NO pomoćni kontakti",5697.3371134020626]
[104717,"Ex9CR18 11 3P 220V","Reverzni kontaktor, 3-polni, 18A AC-3,  220 V AC, 1 NC + 1 NO pomoćni kontakti",5697.3371134020626]
[104718,"Ex9CR18 11 3P 127V","Reverzni kontaktor, 3-polni, 18A AC-3,  127 V AC, 1 NC + 1 NO pomoćni kontakti",5697.3371134020626]
[104719,"Ex9CR18 11 3P 110V","Reverzni kontaktor, 3-polni, 18A AC-3,  110 V AC, 1 NC + 1 NO pomoćni kontakti",5697.3371134020626]
[104720,"Ex9CR25 22 3P 48V","Reverzni kontaktor, 3-polni, 25A AC-3,  48 V AC, 2 NC + 2 NO pomoćni kontakti",8725.3587628865989]
[104721,"Ex9CR25 22 3P 42V","Reverzni kontaktor, 3-polni, 25A AC-3,  42 V AC, 2 NC + 2 NO pomoćni kontakti",8725.3587628865989]
[104722,"Ex9CR25 22 3P 415V","Reverzni kontaktor, 3-polni, 25A AC-3,  415 V AC, 2 NC + 2 NO pomoćni kontakti",8725.3587628865989]
[104723,"Ex9CR25 22 3P 400V","Reverzni kontaktor, 3-polni, 25A AC-3,  400 V AC, 2 NC + 2 NO pomoćni kontakti",8725.3587628865989]
[104724,"Ex9CR25 22 3P 380V","Reverzni kontaktor, 3-polni, 25A AC-3,  380 V AC, 2 NC + 2 NO pomoćni kontakti",8725.3587628865989]
[104725,"Ex9CR25 22 3P 36V","Reverzni kontaktor, 3-polni, 25A AC-3,  36 V AC, 2 NC + 2 NO pomoćni kontakti",8725.3587628865989]
[104726,"Ex9CR25 22 3P 24V","Reverzni kontaktor, 3-polni, 25A AC-3,  24 V AC, 2 NC + 2 NO pomoćni kontakti",8725.3587628865989]
[104727,"Ex9CR25 22 3P 240V","Reverzni kontaktor, 3-polni, 25A AC-3,  240 V AC, 2 NC + 2 NO pomoćni kontakti",8725.3587628865989]
[104728,"Ex9CR25 22 3P 230V","Reverzni kontaktor, 3-polni, 25A AC-3,  230 V AC, 2 NC + 2 NO pomoćni kontakti",8725.3587628865989]
[104729,"Ex9CR25 22 3P 220V","Reverzni kontaktor, 3-polni, 25A AC-3,  220 V AC, 2 NC + 2 NO pomoćni kontakti",8725.3587628865989]
[104730,"Ex9CR25 22 3P 127V","Reverzni kontaktor, 3-polni, 25A AC-3,  127 V AC, 2 NC + 2 NO pomoćni kontakti",8725.3587628865989]
[104731,"Ex9CR25 22 3P 110V","Reverzni kontaktor, 3-polni, 25A AC-3,  110 V AC, 2 NC + 2 NO pomoćni kontakti",8725.3587628865989]
[104732,"Ex9CR25 11 3P 48V","Reverzni kontaktor, 3-polni, 25A AC-3,  48 V AC, 1 NC + 1 NO pomoćni kontakti",7323.0206185567013]
[104733,"Ex9CR25 11 3P 42V","Reverzni kontaktor, 3-polni, 25A AC-3,  42 V AC, 1 NC + 1 NO pomoćni kontakti",7323.0206185567013]
[104734,"Ex9CR25 11 3P 415V","Reverzni kontaktor, 3-polni, 25A AC-3,  415 V AC, 1 NC + 1 NO pomoćni kontakti",7323.0206185567013]
[104735,"Ex9CR25 11 3P 400V","Reverzni kontaktor, 3-polni, 25A AC-3,  400 V AC, 1 NC + 1 NO pomoćni kontakti",7323.0206185567013]
[104736,"Ex9CR25 11 3P 380V","Reverzni kontaktor, 3-polni, 25A AC-3,  380 V AC, 1 NC + 1 NO pomoćni kontakti",7323.0206185567013]
[104737,"Ex9CR25 11 3P 36V","Reverzni kontaktor, 3-polni, 25A AC-3,  36 V AC, 1 NC + 1 NO pomoćni kontakti",7323.0206185567013]
[104738,"Ex9CR25 11 3P 24V","Reverzni kontaktor, 3-polni, 25A AC-3,  24 V AC, 1 NC + 1 NO pomoćni kontakti",7323.0206185567013]
[104739,"Ex9CR25 11 3P 240V","Reverzni kontaktor, 3-polni, 25A AC-3,  240 V AC, 1 NC + 1 NO pomoćni kontakti",7323.0206185567013]
[104740,"Ex9CR25 11 3P 230V","Reverzni kontaktor, 3-polni, 25A AC-3,  230 V AC, 1 NC + 1 NO pomoćni kontakti",7323.0206185567013]
[104741,"Ex9CR25 11 3P 220V","Reverzni kontaktor, 3-polni, 25A AC-3,  220 V AC, 1 NC + 1 NO pomoćni kontakti",7323.0206185567013]
[104742,"Ex9CR25 11 3P 127V","Reverzni kontaktor, 3-polni, 25A AC-3,  127 V AC, 1 NC + 1 NO pomoćni kontakti",7323.0206185567013]
[104743,"Ex9CR25 11 3P 110V","Reverzni kontaktor, 3-polni, 25A AC-3,  110 V AC, 1 NC + 1 NO pomoćni kontakti",7323.0206185567013]
[104744,"Ex9CR32 22 3P 48V","Reverzni kontaktor, 3-polni, 32A AC-3,  48 V AC, 2 NC + 2 NO pomoćni kontakti",11461.001030927839]
[104745,"Ex9CR32 22 3P 42V","Reverzni kontaktor, 3-polni, 32A AC-3,  42 V AC, 2 NC + 2 NO pomoćni kontakti",11461.001030927839]
[104746,"Ex9CR32 22 3P 415V","Reverzni kontaktor, 3-polni, 32A AC-3,  415 V AC, 2 NC + 2 NO pomoćni kontakti",11461.001030927839]
[104747,"Ex9CR32 22 3P 400V","Reverzni kontaktor, 3-polni, 32A AC-3,  400 V AC, 2 NC + 2 NO pomoćni kontakti",11461.001030927839]
[104748,"Ex9CR32 22 3P 380V","Reverzni kontaktor, 3-polni, 32A AC-3,  380 V AC, 2 NC + 2 NO pomoćni kontakti",11461.001030927839]
[104749,"Ex9CR32 22 3P 36V","Reverzni kontaktor, 3-polni, 32A AC-3,  36 V AC, 2 NC + 2 NO pomoćni kontakti",11461.001030927839]
[104750,"Ex9CR32 22 3P 24V","Reverzni kontaktor, 3-polni, 32A AC-3,  24 V AC, 2 NC + 2 NO pomoćni kontakti",11461.001030927839]
[104751,"Ex9CR32 22 3P 240V","Reverzni kontaktor, 3-polni, 32A AC-3,  240 V AC, 2 NC + 2 NO pomoćni kontakti",11461.001030927839]
[104752,"Ex9CR32 22 3P 230V","Reverzni kontaktor, 3-polni, 32A AC-3,  230 V AC, 2 NC + 2 NO pomoćni kontakti",11461.001030927839]
[104753,"Ex9CR32 22 3P 220V","Reverzni kontaktor, 3-polni, 32A AC-3,  220 V AC, 2 NC + 2 NO pomoćni kontakti",11461.001030927839]
[104754,"Ex9CR32 22 3P 127V","Reverzni kontaktor, 3-polni, 32A AC-3,  127 V AC, 2 NC + 2 NO pomoćni kontakti",11461.001030927839]
[104755,"Ex9CR32 22 3P 110V","Reverzni kontaktor, 3-polni, 32A AC-3,  110 V AC, 2 NC + 2 NO pomoćni kontakti",11461.001030927839]
[104756,"Ex9CR32 11 3P 48V","Reverzni kontaktor, 3-polni, 32A AC-3,  48 V AC, 1 NC + 1 NO pomoćni kontakti",10418.722680412371]
[104757,"Ex9CR32 11 3P 42V","Reverzni kontaktor, 3-polni, 32A AC-3,  42 V AC, 1 NC + 1 NO pomoćni kontakti",10418.722680412371]
[104758,"Ex9CR32 11 3P 415V","Reverzni kontaktor, 3-polni, 32A AC-3,  415 V AC, 1 NC + 1 NO pomoćni kontakti",10418.722680412371]
[104759,"Ex9CR32 11 3P 400V","Reverzni kontaktor, 3-polni, 32A AC-3,  400 V AC, 1 NC + 1 NO pomoćni kontakti",10418.722680412371]
[104760,"Ex9CR32 11 3P 380V","Reverzni kontaktor, 3-polni, 32A AC-3,  380 V AC, 1 NC + 1 NO pomoćni kontakti",10418.722680412371]
[104761,"Ex9CR32 11 3P 36V","Reverzni kontaktor, 3-polni, 32A AC-3,  36 V AC, 1 NC + 1 NO pomoćni kontakti",10418.722680412371]
[104762,"Ex9CR32 11 3P 24V","Reverzni kontaktor, 3-polni, 32A AC-3,  24 V AC, 1 NC + 1 NO pomoćni kontakti",10418.722680412371]
[104763,"Ex9CR32 11 3P 240V","Reverzni kontaktor, 3-polni, 32A AC-3,  240 V AC, 1 NC + 1 NO pomoćni kontakti",10418.722680412371]
[104764,"Ex9CR32 11 3P 230V","Reverzni kontaktor, 3-polni, 32A AC-3,  230 V AC, 1 NC + 1 NO pomoćni kontakti",10418.722680412371]
[104765,"Ex9CR32 11 3P 220V","Reverzni kontaktor, 3-polni, 32A AC-3,  220 V AC, 1 NC + 1 NO pomoćni kontakti",10418.722680412371]
[104766,"Ex9CR32 11 3P 127V","Reverzni kontaktor, 3-polni, 32A AC-3,  127 V AC, 1 NC + 1 NO pomoćni kontakti",10418.722680412371]
[104767,"Ex9CR32 11 3P 110V","Reverzni kontaktor, 3-polni, 32A AC-3,  110 V AC, 1 NC + 1 NO pomoćni kontakti",10418.722680412371]
[104768,"Ex9CR38 22 3P 48V","Reverzni kontaktor, 3-polni, 38A AC-3,  48 V AC, 2 NC + 2 NO pomoćni kontakti",10341.56701030928]
[104769,"Ex9CR38 22 3P 42V","Reverzni kontaktor, 3-polni, 38A AC-3,  42 V AC, 2 NC + 2 NO pomoćni kontakti",10341.56701030928]
[104770,"Ex9CR38 22 3P 415V","Reverzni kontaktor, 3-polni, 38A AC-3,  415 V AC, 2 NC + 2 NO pomoćni kontakti",10341.56701030928]
[104771,"Ex9CR38 22 3P 400V","Reverzni kontaktor, 3-polni, 38A AC-3,  400 V AC, 2 NC + 2 NO pomoćni kontakti",10341.56701030928]
[104772,"Ex9CR38 22 3P 380V","Reverzni kontaktor, 3-polni, 38A AC-3,  380 V AC, 2 NC + 2 NO pomoćni kontakti",10341.56701030928]
[104773,"Ex9CR38 22 3P 36V","Reverzni kontaktor, 3-polni, 38A AC-3,  36 V AC, 2 NC + 2 NO pomoćni kontakti",10341.56701030928]
[104774,"Ex9CR38 22 3P 24V","Reverzni kontaktor, 3-polni, 38A AC-3,  24 V AC, 2 NC + 2 NO pomoćni kontakti",10341.56701030928]
[104775,"Ex9CR38 22 3P 240V","Reverzni kontaktor, 3-polni, 38A AC-3,  240 V AC, 2 NC + 2 NO pomoćni kontakti",10341.56701030928]
[104776,"Ex9CR38 22 3P 230V","Reverzni kontaktor, 3-polni, 38A AC-3,  230 V AC, 2 NC + 2 NO pomoćni kontakti",10341.56701030928]
[104777,"Ex9CR38 22 3P 220V","Reverzni kontaktor, 3-polni, 38A AC-3,  220 V AC, 2 NC + 2 NO pomoćni kontakti",10341.56701030928]
[104778,"Ex9CR38 22 3P 127V","Reverzni kontaktor, 3-polni, 38A AC-3,  127 V AC, 2 NC + 2 NO pomoćni kontakti",10341.56701030928]
[104779,"Ex9CR38 22 3P 110V","Reverzni kontaktor, 3-polni, 38A AC-3,  110 V AC, 2 NC + 2 NO pomoćni kontakti",10341.56701030928]
[104780,"Ex9CR38 11 3P 48V","Reverzni kontaktor, 3-polni, 38A AC-3,  48 V AC, 1 NC + 1 NO pomoćni kontakti",9385.9195876288686]
[104781,"Ex9CR38 11 3P 42V","Reverzni kontaktor, 3-polni, 38A AC-3,  42 V AC, 1 NC + 1 NO pomoćni kontakti",9385.9195876288686]
[104782,"Ex9CR38 11 3P 415V","Reverzni kontaktor, 3-polni, 38A AC-3,  415 V AC, 1 NC + 1 NO pomoćni kontakti",9385.9195876288686]
[104783,"Ex9CR38 11 3P 400V","Reverzni kontaktor, 3-polni, 38A AC-3,  400 V AC, 1 NC + 1 NO pomoćni kontakti",9385.9195876288686]
[104784,"Ex9CR38 11 3P 380V","Reverzni kontaktor, 3-polni, 38A AC-3,  380 V AC, 1 NC + 1 NO pomoćni kontakti",9385.9195876288686]
[104785,"Ex9CR38 11 3P 36V","Reverzni kontaktor, 3-polni, 38A AC-3,  36 V AC, 1 NC + 1 NO pomoćni kontakti",9385.9195876288686]
[104786,"Ex9CR38 11 3P 24V","Reverzni kontaktor, 3-polni, 38A AC-3,  24 V AC, 1 NC + 1 NO pomoćni kontakti",9385.9195876288686]
[104787,"Ex9CR38 11 3P 240V","Reverzni kontaktor, 3-polni, 38A AC-3,  240 V AC, 1 NC + 1 NO pomoćni kontakti",9385.9195876288686]
[104788,"Ex9CR38 11 3P 230V","Reverzni kontaktor, 3-polni, 38A AC-3,  230 V AC, 1 NC + 1 NO pomoćni kontakti",9385.9195876288686]
[104789,"Ex9CR38 11 3P 220V","Reverzni kontaktor, 3-polni, 38A AC-3,  220 V AC, 1 NC + 1 NO pomoćni kontakti",9385.9195876288686]
[104790,"Ex9CR38 11 3P 127V","Reverzni kontaktor, 3-polni, 38A AC-3,  127 V AC, 1 NC + 1 NO pomoćni kontakti",9385.9195876288686]
[104791,"Ex9CR38 11 3P 110V","Reverzni kontaktor, 3-polni, 38A AC-3,  110 V AC, 1 NC + 1 NO pomoćni kontakti",9385.9195876288686]
[104792,"Ex9CR40 11 3P 48V","Reverzni kontaktor, 3-polni, 40A AC-3,  48 V AC, 1 NC + 1 NO pomoćni kontakti",11576.057731958765]
[104793,"Ex9CR40 11 3P 42V","Reverzni kontaktor, 3-polni, 40A AC-3,  42 V AC, 1 NC + 1 NO pomoćni kontakti",11576.057731958765]
[104794,"Ex9CR40 11 3P 415V","Reverzni kontaktor, 3-polni, 40A AC-3,  415 V AC, 1 NC + 1 NO pomoćni kontakti",11576.057731958765]
[104795,"Ex9CR40 11 3P 400V","Reverzni kontaktor, 3-polni, 40A AC-3,  400 V AC, 1 NC + 1 NO pomoćni kontakti",11576.057731958765]
[104796,"Ex9CR40 11 3P 380V","Reverzni kontaktor, 3-polni, 40A AC-3,  380 V AC, 1 NC + 1 NO pomoćni kontakti",11576.057731958765]
[104797,"Ex9CR40 11 3P 36V","Reverzni kontaktor, 3-polni, 40A AC-3,  36 V AC, 1 NC + 1 NO pomoćni kontakti",11576.057731958765]
[104798,"Ex9CR40 11 3P 24V","Reverzni kontaktor, 3-polni, 40A AC-3,  24 V AC, 1 NC + 1 NO pomoćni kontakti",11576.057731958765]
[104799,"Ex9CR40 11 3P 240V","Reverzni kontaktor, 3-polni, 40A AC-3,  240 V AC, 1 NC + 1 NO pomoćni kontakti",11576.057731958765]
[104800,"Ex9CR40 11 3P 230V","Reverzni kontaktor, 3-polni, 40A AC-3,  230 V AC, 1 NC + 1 NO pomoćni kontakti",11576.057731958765]
[104801,"Ex9CR40 11 3P 220V","Reverzni kontaktor, 3-polni, 40A AC-3,  220 V AC, 1 NC + 1 NO pomoćni kontakti",11576.057731958765]
[104802,"Ex9CR40 11 3P 127V","Reverzni kontaktor, 3-polni, 40A AC-3,  127 V AC, 1 NC + 1 NO pomoćni kontakti",11576.057731958765]
[104803,"Ex9CR40 11 3P 110V","Reverzni kontaktor, 3-polni, 40A AC-3,  110 V AC, 1 NC + 1 NO pomoćni kontakti",11576.057731958765]
[104804,"Ex9CR50 11 3P 48V","Reverzni kontaktor, 3-polni, 50A AC-3,  48 V AC, 1 NC + 1 NO pomoćni kontakti",14767.86597938144]
[104805,"Ex9CR50 11 3P 42V","Reverzni kontaktor, 3-polni, 50A AC-3,  42 V AC, 1 NC + 1 NO pomoćni kontakti",14767.86597938144]
[104806,"Ex9CR50 11 3P 415V","Reverzni kontaktor, 3-polni, 50A AC-3,  415 V AC, 1 NC + 1 NO pomoćni kontakti",14767.86597938144]
[104807,"Ex9CR50 11 3P 400V","Reverzni kontaktor, 3-polni, 50A AC-3,  400 V AC, 1 NC + 1 NO pomoćni kontakti",14767.86597938144]
[104808,"Ex9CR50 11 3P 380V","Reverzni kontaktor, 3-polni, 50A AC-3,  380 V AC, 1 NC + 1 NO pomoćni kontakti",14767.86597938144]
[104809,"Ex9CR50 11 3P 36V","Reverzni kontaktor, 3-polni, 50A AC-3,  36 V AC, 1 NC + 1 NO pomoćni kontakti",14767.86597938144]
[104810,"Ex9CR50 11 3P 24V","Reverzni kontaktor, 3-polni, 50A AC-3,  24 V AC, 1 NC + 1 NO pomoćni kontakti",14767.86597938144]
[104811,"Ex9CR50 11 3P 240V","Reverzni kontaktor, 3-polni, 50A AC-3,  240 V AC, 1 NC + 1 NO pomoćni kontakti",14767.86597938144]
[104812,"Ex9CR50 11 3P 230V","Reverzni kontaktor, 3-polni, 50A AC-3,  230 V AC, 1 NC + 1 NO pomoćni kontakti",14767.86597938144]
[104813,"Ex9CR50 11 3P 220V","Reverzni kontaktor, 3-polni, 50A AC-3,  220 V AC, 1 NC + 1 NO pomoćni kontakti",14767.86597938144]
[104814,"Ex9CR50 11 3P 127V","Reverzni kontaktor, 3-polni, 50A AC-3,  127 V AC, 1 NC + 1 NO pomoćni kontakti",14767.86597938144]
[104815,"Ex9CR50 11 3P 110V","Reverzni kontaktor, 3-polni, 50A AC-3,  110 V AC, 1 NC + 1 NO pomoćni kontakti",14767.86597938144]
[104816,"Ex9CR65 11 3P 48V","Reverzni kontaktor, 3-polni, 65A AC-3,  48 V AC, 1 NC + 1 NO pomoćni kontakti",20623.575257731962]
[104817,"Ex9CR65 11 3P 42V","Reverzni kontaktor, 3-polni, 65A AC-3,  42 V AC, 1 NC + 1 NO pomoćni kontakti",20623.575257731962]
[104818,"Ex9CR65 11 3P 415V","Reverzni kontaktor, 3-polni, 65A AC-3,  415 V AC, 1 NC + 1 NO pomoćni kontakti",20623.575257731962]
[104819,"Ex9CR65 11 3P 400V","Reverzni kontaktor, 3-polni, 65A AC-3,  400 V AC, 1 NC + 1 NO pomoćni kontakti",20623.575257731962]
[104820,"Ex9CR65 11 3P 380V","Reverzni kontaktor, 3-polni, 65A AC-3,  380 V AC, 1 NC + 1 NO pomoćni kontakti",20623.575257731962]
[104821,"Ex9CR65 11 3P 36V","Reverzni kontaktor, 3-polni, 65A AC-3,  36 V AC, 1 NC + 1 NO pomoćni kontakti",20623.575257731962]
[104822,"Ex9CR65 11 3P 24V","Reverzni kontaktor, 3-polni, 65A AC-3,  24 V AC, 1 NC + 1 NO pomoćni kontakti",20623.575257731962]
[104823,"Ex9CR65 11 3P 240V","Reverzni kontaktor, 3-polni, 65A AC-3,  240 V AC, 1 NC + 1 NO pomoćni kontakti",20623.575257731962]
[104824,"Ex9CR65 11 3P 230V","Reverzni kontaktor, 3-polni, 65A AC-3,  230 V AC, 1 NC + 1 NO pomoćni kontakti",20623.575257731962]
[104825,"Ex9CR65 11 3P 220V","Reverzni kontaktor, 3-polni, 65A AC-3,  220 V AC, 1 NC + 1 NO pomoćni kontakti",20623.575257731962]
[104826,"Ex9CR65 11 3P 127V","Reverzni kontaktor, 3-polni, 65A AC-3,  127 V AC, 1 NC + 1 NO pomoćni kontakti",20623.575257731962]
[104827,"Ex9CR65 11 3P 110V","Reverzni kontaktor, 3-polni, 65A AC-3,  110 V AC, 1 NC + 1 NO pomoćni kontakti",20623.575257731962]
[104828,"Ex9CR80 11 3P 48V","Reverzni kontaktor, 3-polni, 80A AC-3,  48 V AC, 1 NC + 1 NO pomoćni kontakti",23053.302061855677]
[104829,"Ex9CR80 11 3P 42V","Reverzni kontaktor, 3-polni, 80A AC-3,  42 V AC, 1 NC + 1 NO pomoćni kontakti",23053.302061855677]
[104830,"Ex9CR80 11 3P 415V","Reverzni kontaktor, 3-polni, 80A AC-3,  415 V AC, 1 NC + 1 NO pomoćni kontakti",23053.302061855677]
[104831,"Ex9CR80 11 3P 400V","Reverzni kontaktor, 3-polni, 80A AC-3,  400 V AC, 1 NC + 1 NO pomoćni kontakti",23053.302061855677]
[104832,"Ex9CR80 11 3P 380V","Reverzni kontaktor, 3-polni, 80A AC-3,  380 V AC, 1 NC + 1 NO pomoćni kontakti",23053.302061855677]
[104833,"Ex9CR80 11 3P 36V","Reverzni kontaktor, 3-polni, 80A AC-3,  36 V AC, 1 NC + 1 NO pomoćni kontakti",23053.302061855677]
[104834,"Ex9CR80 11 3P 24V","Reverzni kontaktor, 3-polni, 80A AC-3,  24 V AC, 1 NC + 1 NO pomoćni kontakti",23053.302061855677]
[104835,"Ex9CR80 11 3P 240V","Reverzni kontaktor, 3-polni, 80A AC-3,  240 V AC, 1 NC + 1 NO pomoćni kontakti",23053.302061855677]
[104836,"Ex9CR80 11 3P 230V","Reverzni kontaktor, 3-polni, 80A AC-3,  230 V AC, 1 NC + 1 NO pomoćni kontakti",23053.302061855677]
[104837,"Ex9CR80 11 3P 220V","Reverzni kontaktor, 3-polni, 80A AC-3,  220 V AC, 1 NC + 1 NO pomoćni kontakti",23053.302061855677]
[104838,"Ex9CR80 11 3P 127V","Reverzni kontaktor, 3-polni, 80A AC-3,  127 V AC, 1 NC + 1 NO pomoćni kontakti",23053.302061855677]
[104839,"Ex9CR80 11 3P 110V","Reverzni kontaktor, 3-polni, 80A AC-3,  110 V AC, 1 NC + 1 NO pomoćni kontakti",23053.302061855677]
[104840,"Ex9CR100 11 3P 48V","Reverzni kontaktor, 3-polni, 100A AC-3,  48 V AC, 1 NC + 1 NO pomoćni kontakti",30879.864948453611]
[104841,"Ex9CR100 11 3P 42V","Reverzni kontaktor, 3-polni, 100A AC-3,  42 V AC, 1 NC + 1 NO pomoćni kontakti",30879.864948453611]
[104842,"Ex9CR100 11 3P 415V","Reverzni kontaktor, 3-polni, 100A AC-3,  415 V AC, 1 NC + 1 NO pomoćni kontakti",30879.864948453611]
[104843,"Ex9CR100 11 3P 400V","Reverzni kontaktor, 3-polni, 100A AC-3,  400 V AC, 1 NC + 1 NO pomoćni kontakti",30879.864948453611]
[104844,"Ex9CR100 11 3P 380V","Reverzni kontaktor, 3-polni, 100A AC-3,  380 V AC, 1 NC + 1 NO pomoćni kontakti",30879.864948453611]
[104845,"Ex9CR100 11 3P 36V","Reverzni kontaktor, 3-polni, 100A AC-3,  36 V AC, 1 NC + 1 NO pomoćni kontakti",30879.864948453611]
[104846,"Ex9CR100 11 3P 24V","Reverzni kontaktor, 3-polni, 100A AC-3,  24 V AC, 1 NC + 1 NO pomoćni kontakti",30879.864948453611]
[104847,"Ex9CR100 11 3P 240V","Reverzni kontaktor, 3-polni, 100A AC-3,  240 V AC, 1 NC + 1 NO pomoćni kontakti",30879.864948453611]
[104848,"Ex9CR100 11 3P 230V","Reverzni kontaktor, 3-polni, 100A AC-3,  230 V AC, 1 NC + 1 NO pomoćni kontakti",30879.864948453611]
[104849,"Ex9CR100 11 3P 220V","Reverzni kontaktor, 3-polni, 100A AC-3,  220 V AC, 1 NC + 1 NO pomoćni kontakti",30879.864948453611]
[104850,"Ex9CR100 11 3P 127V","Reverzni kontaktor, 3-polni, 100A AC-3,  127 V AC, 1 NC + 1 NO pomoćni kontakti",30879.864948453611]
[104851,"Ex9CR100 11 3P 110V","Reverzni kontaktor, 3-polni, 100A AC-3,  110 V AC, 1 NC + 1 NO pomoćni kontakti",30879.864948453611]
[]
["Accessories for Contactors Ex9C"]
[101284,"AX4202","Blok čeonih pomoćnih kontakata za Ex9C, 2 NC",529.26082474226814]
[101285,"AX4211","Blok čeonih pomoćnih kontakata za Ex9C, 1 NO, 1 NC",529.26082474226814]
[101286,"AX4220","Blok čeonih pomoćnih kontakata za Ex9C, 2 NO",529.26082474226814]
[101287,"AX4204","Blok čeonih pomoćnih kontakata za Ex9C, 4 NC",822.99381443298989]
[101288,"AX4213","Blok čeonih pomoćnih kontakata za Ex9C, 1 NO, 3 NC",822.99381443298989]
[101289,"AX4222","Blok čeonih pomoćnih kontakata za Ex9C, 2 NO, 2 NC",822.99381443298989]
[101290,"AX4231","Blok čeonih pomoćnih kontakata za Ex9C, 3 NO, 1 NC",822.99381443298989]
[101291,"AX4240","Blok čeonih pomoćnih kontakata za Ex9C, 4 NO",822.99381443298989]
[101292,"AX4311","Blok bočnih pomoćnih kontakata za Ex9C, 1 NO, 1 NC",822.99381443298989]
[104489,"TDD42C","Pneumatski blok za kašnjenje, OFF kašnjenje, opseg 10 - 180 s, 1NO + 1NC unutrašnji pomoćni kontakti",5743.359793814433]
[104490,"TDD42B ","Pneumatski blok za kašnjenje, OFF kašnjenje, opseg 0,1 - 30 s, 1NO + 1NC unutrašnji pomoćni kontakti",4836.4422680412363]
[104491,"TDD42A","Pneumatski blok za kašnjenje, OFF kašnjenje, opseg 0,1 - 3 s, 1NO + 1NC unutrašnji pomoćni kontakti",4836.4422680412363]
[104492,"TDD41C ","Pneumatski blok za kašnjenje, ON kašnjenje, opseg 10 - 180 s, 1NO + 1NC unutrašnji pomoćni kontakti",5743.359793814433]
[104493,"TDD41B ","Pneumatski blok za kašnjenje, ON kašnjenje, opseg 0,1 - 30 s, 1NO + 1NC unutrašnji pomoćni kontakti",4836.4422680412363]
[104494,"TDD41A ","Pneumatski blok za kašnjenje, ON kašnjenje, opseg 0,1 - 3 s, 1NO + 1NC unutrašnji pomoćni kontakti",4836.4422680412363]
[104495,"CCU43 48","Prigušnica, opseg zaštite 24-48V, sa tehnologijom RC kola",781.03195876288657]
[104496,"CCU43 415","Prigušnica, opseg zaštite 380-415V, sa tehnologijom RC kola",781.03195876288657]
[104497,"CCU43 240","Prigušnica, opseg zaštite 110-240V, sa tehnologijom RC kola",781.03195876288657]
[104498,"CCU42 48","Prigušnica, opseg zaštite 24-48V, sa tehnologijom RC kola",781.03195876288657]
[104499,"CCU42 415","Prigušnica, opseg zaštite 380-415V, sa tehnologijom RC kola",781.03195876288657]
[104500,"CCU42 240","Prigušnica, opseg zaštite 110-240V, sa tehnologijom RC kola",668.68247422680417]
[106322,"AX4411","Blok bočnih pomoćnih kontakata za Ex9C115-500, 1NO+1NC",609.12371134020634]
[107957,"AX4402","Blok bočnih pomoćnih kontakata za Ex9C115-500, 2NC",609.12371134020634]
[107958,"AX4420","Blok bočnih pomoćnih kontakata za Ex9C115-500, 2NO",609.12371134020634]
[107960,"MIT42-11","Mehanička blokada za kontaktore  Ex9C09-38 11",307.26907216494845]
[108095,"MIT42-22","Mehanička blokada za kontaktore  Ex9C09-38 22",307.26907216494845]
[107961,"MIT43","Mehanička blokada za kontaktore  Ex9C40-100",366.8278350515464]
[107962,"MIT44","Mehanička blokada za kontaktore  Ex9C115-185",2062.8989690721651]
[107963,"MIT45","Mehanička blokada za kontaktore  Ex9C225-300",2274.0618556701033]
[107964,"MIT46","Mehanička blokada za kontaktore  Ex9C400-500",2165.7731958762893]
[]
["Overload Thermal Relays Ex9R"]
[101359,"Ex9R12 0.16A","Bimetal, 3-polni, In=0,16A, za povezivanje sa minijaturnim kontaktorima Ex9CS ",1888.2835051546388]
[101360,"Ex9R12 0.25A","Bimetal, 3-polni, In=0,25A, za povezivanje sa minijaturnim kontaktorima Ex9CS ",1888.2835051546388]
[101361,"Ex9R12 0.4A","Bimetal, 3-polni, In=0,4A, za povezivanje sa minijaturnim kontaktorima Ex9CS ",1888.2835051546388]
[101362,"Ex9R12 0.63A","Bimetal, 3-polni, In=0,63A, za povezivanje sa minijaturnim kontaktorima Ex9CS ",1888.2835051546388]
[101363,"Ex9R12 1A","Bimetal, 3-polni, In=1A, za povezivanje sa minijaturnim kontaktorima Ex9CS ",1888.2835051546388]
[101364,"Ex9R12 1.6A","Bimetal, 3-polni, In=1,6A, za povezivanje sa minijaturnim kontaktorima Ex9CS ",1888.2835051546388]
[101365,"Ex9R12 2.5A","Bimetal, 3-polni, In=2,5A, za povezivanje sa minijaturnim kontaktorima Ex9CS ",1888.2835051546388]
[101366,"Ex9R12 4A","Bimetal, 3-polni, In=4A, za povezivanje sa minijaturnim kontaktorima Ex9CS ",1888.2835051546388]
[101367,"Ex9R12 6A","Bimetal, 3-polni, In=6A, za povezivanje sa minijaturnim kontaktorima Ex9CS ",1888.2835051546388]
[101368,"Ex9R12 8A","Bimetal, 3-polni, In=8A, za povezivanje sa minijaturnim kontaktorima Ex9CS ",1888.2835051546388]
[101369,"Ex9R12 10A","Bimetal, 3-polni, In=10A, za povezivanje sa minijaturnim kontaktorima Ex9CS ",1888.2835051546388]
[101370,"Ex9R12 12A","Bimetal, 3-polni, In=12A, za povezivanje sa minijaturnim kontaktorima Ex9CS ",1888.2835051546388]
[110327,"Ex9R38B 1A","Bimetal, 3-polni, In=1A, za povezivanje sa kontaktorima Ex9C9 do Ex9C38",1897.7587628865981]
[110328,"Ex9R38B 1.6A","Bimetal, 3-polni, In=1,6A, za povezivanje sa kontaktorima Ex9C9 do Ex9C38",1897.7587628865981]
[110329,"Ex9R38B 2.5A","Bimetal, 3-polni, In=2,5A, za povezivanje sa kontaktorima Ex9C9 do Ex9C38",1897.7587628865981]
[110330,"Ex9R38B 4A","Bimetal, 3-polni, In=4A, za povezivanje sa kontaktorima Ex9C9 do Ex9C38",1922.1237113402062]
[110331,"Ex9R38B 6A","Bimetal, 3-polni, In=6A, za povezivanje sa kontaktorima Ex9C9 do Ex9C38",1922.1237113402062]
[110332,"Ex9R38B 8A","Bimetal, 3-polni, In=8A, za povezivanje sa kontaktorima Ex9C9 do Ex9C38",1922.1237113402062]
[110333,"Ex9R38B 10A","Bimetal, 3-polni, In=10A, za povezivanje sa kontaktorima Ex9C9 do Ex9C38",1922.1237113402062]
[110334,"Ex9R38B 13A","Bimetal, 3-polni, In=12A, za povezivanje sa kontaktorima Ex9C9 do Ex9C38",2241.575257731959]
[110335,"Ex9R38B 18A","Bimetal, 3-polni, In=18A, za povezivanje sa kontaktorima Ex9C9 do Ex9C38",2468.9814432989697]
[110336,"Ex9R38B 24A","Bimetal, 3-polni, In=24A, za povezivanje sa kontaktorima Ex9C9 do Ex9C38",2468.9814432989697]
[110337,"Ex9R38B 32A","Bimetal, 3-polni, In=32A, za povezivanje sa kontaktorima Ex9C9 do Ex9C38",3814.4680412371135]
[110338,"Ex9R38B 38A","Bimetal, 3-polni, In=38A, za povezivanje sa kontaktorima Ex9C9 do Ex9C38",4077.0680412371139]
[101380,"Ex9R100 32A","Bimetal, 3-polni, In=32A, za povezivanje sa kontaktorima Ex9C40 do Ex9C100 ",4077.0680412371139]
[101381,"Ex9R100 40A","Bimetal, 3-polni, In=40A, za povezivanje sa kontaktorima Ex9C40 do Ex9C100 ",4077.0680412371139]
[101382,"Ex9R100 50A","Bimetal, 3-polni, In=50A, za povezivanje sa kontaktorima Ex9C40 do Ex9C100 ",5260.1216494845366]
[101383,"Ex9R100 65A","Bimetal, 3-polni, In=65A, za povezivanje sa kontaktorima Ex9C40 do Ex9C100 ",5260.1216494845366]
[101384,"Ex9R100 70A","Bimetal, 3-polni, In=70A, za povezivanje sa kontaktorima Ex9C40 do Ex9C100 ",6611.0226804123713]
[101385,"Ex9R100 80A","Bimetal, 3-polni, In=80A, za povezivanje sa kontaktorima Ex9C40 do Ex9C100 ",7448.9061855670107]
[101386,"Ex9R100 100A","Bimetal, 3-polni, In=100A, za povezivanje sa kontaktorima Ex9C40 do Ex9C100 ",8386.9567010309293]
[]
["Overload Thermal Relays Ex9R up to 500A"]
[106326,"Ex9R185 115A","Bimetal, 3-polni, In=115A, za povezivanje sa knotaktorima Ex9C115-185 ",8913.5103092783502]
[106327,"Ex9R185 150A","Bimetal, 3-polni,  In=150A, za povezivanje sa knotaktorima Ex9C115-185 ",9648.5195876288672]
[106328,"Ex9R185 185A","Bimetal, 3-polni,  In=185A, za povezivanje sa knotaktorima Ex9C115-185 ",9854.2680412371155]
[106329,"Ex9R500 225A","Bimetal, 3-polni,  In=225A, za povezivanje sa knotaktorima Ex9C225-500 ",11988.90824742268]
[106330,"Ex9R500 300A","Bimetal, 3-polni,  In=300A, za povezivanje sa knotaktorima Ex9C225-500 ",12718.503092783505]
[106331,"Ex9R500 400A","Bimetal, 3-polni,  In=400A, za povezivanje sa knotaktorima Ex9C225-500 ",16717.061855670105]
[106332,"Ex9R500 500A","Bimetal, 3-polni,  In=500A, za povezivanje sa knotaktorima Ex9C225-500 ",17579.310309278353]
[]
["Accessories for Overload Thermal Relays Ex9R"]
[101436,"AD51","Adapter za odvojenu montažu za Ex9R12",549.56494845360828]
[110339,"AD56","Adapter za odvojenu montažu Ex9R38B",617.24536082474242]
[101438,"AD53","Adapter za odvojenu montažu za Ex9R100",699.81546391752579]
[107968,"AD54","Adapter za odvojenu montažu za Ex9R185",2565.0876288659797]
[107969,"AD55","Adapter za odvojenu montažu za Ex9R500",3018.5463917525776]
[]
["DIN rail service socket, Ex9DS"]
[106194,"Ex9DS-F","Utičnica na DIN šinu sa pinom za uzemljenje",568.51546391752584]
[106195,"Ex9DS-G","Utični za DIN šinu - šuko",426.38659793814429]
[]
["Busbars BBU"]
[101446,"BBU 1L 10 M54","Sabirnica, 1-fazna, 10mm2, 63A, 54 modula (1m)",773.96907216494856]
[101447,"BBU 1L 16 M54","Sabirnica, 1-fazna, 16mm2, 80A, 54 modula (1m)",899.2783505154639]
[101448,"BBU 3L 10 M54","Sabirnica, 3-fazna, 10mm2, 63A, 54 modula (1m)",1573]
[101449,"BBU 3L 16 M54","Sabirnica, 3-fazna, 16mm2, 80A, 54 modula (1m)",1975.4639175257737]
[101450,"BBU 3L 10 M12 EC","Sabirnica, 3-fazna, 10mm2, 63A, 12 modula, sa završnom kapom",398.04123711340213]
[101451,"BBU 3L 16 M12 EC","Sabirnica, 3-fazna, 16mm2, 80A, 12 modula, sa završnom kapom",501.23711340206188]
[110830,"BBU 3L 10 M6 EU","Sabirnica U tipa, 3-fazna,10mm² 6 priključaka za Ex9B 18mm",274.20618556701032]
[110831,"BBU 3L 10 M9 EU","Sabirnica U tipa, 3-fazna,10mm² 9 priključaka za Ex9B 18mm",365.60824742268045]
[110832,"BBU 3L 16 M6 EU","Sabirnica U tipa, 3-fazna,16mm² 6 priključaka za Ex9B 18mm",350.86597938144331]
[110833,"BBU 3L 16 M9 EU","Sabirnica U tipa, 3-fazna,16mm² 9 priključaka za Ex9B 18mm",505.65979381443304]
[111405,"BBP 1L 10 M12 EU","Sabirnica pinska 1P 10mm² 12 priključaka za Ex9B40J 13.5mm",204.91752577319591]
[111406,"BBP 3L 10 M12 EU","Sabirnica pinska 3P 10mm² 12 priključaka za Ex9B40J 13.5mm",439.31958762886603]
[111407,"BBP 2LN 10 M12 EU","Sabirnica pinska 2P za Ex9NLE EL 18mm",546.938144329897]
[111408,"BBP 4LN 10 M12 EU","Sabirnica pinska 4P za Ex9NLE EL 18mm",810.82474226804129]
[101452,"ECU 1L","Završna kapa za BBU 1L, cena za komad",5.4144329896907228]
[101453,"ECU 3L","Završna kapa za BBU 3L, cena za komad",5.4144329896907228]
[]
["Busbars BBUE"]
[103798,"BBUE 1L 10 M56","Sabirnica, 1-fazna, 10mm2, 63A, 56 MJ (1m)",1062.7835051546392]
[103799,"BBUE 1L 10 M2","Sabirnica, 1-fazna, 10mm2, 63A, 2 MJ",77.731958762886606]
[103800,"BBUE 1L 10 M6","Sabirnica, 1-fazna, 10mm2, 63A, 6 MJ",154.12371134020617]
[103801,"BBUE 1L 10 M9","Sabirnica, 1-fazna, 10mm2, 63A, 9 MJ",183.60824742268042]
[103802,"BBUE 1L 10 M12","Sabirnica, 1-fazna, 10mm2, 63A, 12 MJ",238.55670103092785]
[103803,"BBUE 1L 10 M18","Sabirnica, 1-fazna, 10mm2, 63A, 18 MJ",308.24742268041234]
[103804,"BBUE 1L 16 M56","Sabirnica, 1-fazna, 16mm2, 80A, 56 MJ (1m)",1283.9175257731961]
[103805,"BBUE 1L 16 M12","Sabirnica, 1-fazna, 16mm2, 80A, 12 MJ",317.62886597938154]
[103806,"BBUE 1L 16 M18","Sabirnica, 1-fazna, 16mm2, 80A, 18 MJ",384.63917525773201]
[103807,"BBUE 1L 35 M1,5x37P","Sabirnica, 1-fazna, 35mm2, 125A, 37 MJ",2673.7113402061855]
[103808,"BBUE 3L 10 M57","Sabirnica, 3-fazna, 10mm2, 63A, 57 MJ (1m)",2201.9587628865984]
[103809,"BBUE 3L 10 M9","Sabirnica, 3-fazna, 10mm2, 63A, 9 MJ",410.10309278350525]
[103810,"BBUE 3L 10 M12","Sabirnica, 3-fazna, 10mm2, 63A, 12 MJ",562.8865979381444]
[103811,"BBUE 3L 10 M18","Sabirnica, 3-fazna, 10mm2, 63A, 18 MJ",848.35051546391776]
[103812,"BBUE 3L 16 M57","Sabirnica, 3-fazna, 16mm2, 80A, 57 MJ (1m)",2492.7835051546399]
[103813,"BBUE 3L 16 M9","Sabirnica, 3-fazna, 16mm2, 80A, 9 MJ",533.40206185567024]
[103814,"BBUE 3L 16 M12","Sabirnica, 3-fazna, 16mm2, 80A, 12 MJ",643.29896907216505]
[103815,"BBUE 3L 16 M18","Sabirnica, 3-fazna, 16mm2, 80A, 18 MJ",922.06185567010323]
[103816,"BBUE 4L 10 M56","Sabirnica, 4-fazna, 10mm2, 63A, 56 MJ (1m)",3752.5773195876291]
[103817,"BBUE 4L 16 M56","Sabirnica, 4-fazna, 16mm2, 80A, 56 MJ (1m)",4765.7731958762888]
[103818,"BBUE 4LN 10 M54","Sabirnica, 4-fazna, 10mm2, 63A, 54 MJ (1m)",4038.0412371134025]
[103819,"BBUE 4LN 16 M54","Sabirnica, 4-fazna, 16mm2, 80A, 54 MJ (1m)",4508.4536082474233]
[103820,"BBUE 3L 35 M1,5x39P","Sabirnica, 3-fazna, 35mm2, 125A, 39 MJ (1m)",6462.4742268041246]
[103821,"BBUE 4L 30 M1,5x40P","Sabirnica, 4-fazna, 30mm2, 115A, 40 MJ (1m)",8370.9278350515488]
[103822,"BBUE 4L 10 M12 NLLL+8xNLPN","Sabirnica, 4-fazna, 10mm2, 63A, 12 MJ, 4p Ex9CL, 8 x 1PN Ex9PN",1230.3092783505153]
[103823,"BBUE 4L 10 M12 LLLN+8xNLPN","Sabirnica, 4-fazna, 10mm2, 63A, 12 MJ, 3PN Ex9B, 8 x 1PN Ex9PN",1261.1340206185569]
[103824,"BBUE 4L 10 M12 NLLL+4xLN","Sabirnica, 4-fazna, 10mm2, 63A, 12 MJ, 4p Ex9CL, 4 x 1PN Ex9B",1040]
[103825,"BBUE 4L 10 M18 NLLL+7xLN","Sabirnica, 4-fazna, 10mm2, 63A, 18 MJ, 4p Ex9CL, 7 x 1PN Ex9B",1109.6907216494847]
[103864,"BBUE 2L 10 M56","Sabirnica, 2-fazna, 10mm2, 63A, 56 MJ (1m)",2204.6391752577319]
[103865,"BBUE 2L 16 M56","Sabirnica, 2-fazna, 16mm2, 80A, 56 MJ (1m)",2389.5876288659797]
[103866,"BBUE 2L 10 M56 NLPN","Sabirnica, 2-fazna, 10mm2, 63A, 56 MJ (1m)  Ex9PN",2204.6391752577319]
[103867,"BBUE 2L 10 M12 NL+10xNLPN","Sabirnica, 2-fazna, 10mm2, 63A, 12 MJ, 2P Ex9CL, 10 x 1PN Ex9PN",1022.5773195876289]
[103868,"BBUE 2L 10 M12 NL+5xLN","Sabirnica, 2-fazna, 10mm2, 63A, 12 MJ, 2P Ex9CL, 5 x 1PN Ex9B",781.34020618556713]
[107114,"BBUE 2L 10 M12 LN+10xNLPN","Sabirnica, 2-fazna, 10mm2, 63A, 12 MJ, 1PN Ex9CBL, 10 x 1PN Ex9PN",1022.5773195876289]
[103826,"ECUE 1L","Završna kapa za za 1-faznu sabirnicu 10/16 mm2",29.484536082474236]
[103827,"ECUE 2L","Završna kapa za za 2-faznu sabirnicu",36.185567010309285]
[103828,"ECUE 3L","Završna kapa za za 3-faznu sabirnicu",36.185567010309285]
[103829,"ECUE 4L","Završna kapa za za 4-faznu sabirnicu",67.010309278350533]
[103830,"ECUE 3L 35","Završna kapa za za 3-faznu sabirnicu 35 mm2",127.31958762886597]
[103831,"ECUE 1L 35","Završna kapa za za 1-faznu sabirnicu 35 / 50mm2",127.31958762886597]
[]
["Busbars BBUM"]
[109949,"BBUM 245","Sabirnica za 2 motorna zašt. prekidača sa korakom 45mm",477.11340206185571]
[109950,"BBUM 345","Sabirnica za 3 motorna zašt. prekidača sa korakom 45mm",564.22680412371142]
[109951,"BBUM 445","Sabirnica za 4 motorna zašt. prekidača sa korakom 45mm",658.04123711340219]
[109952,"BBUM 545","Sabirnica za 5 motorna zašt. prekidača sa korakom 45mm",742.47422680412376]
[109953,"BBUM 254","Sabirnica za 2 motorna zašt. prekidača sa korakom 54mm",503.91752577319591]
[109954,"BBUM 354","Sabirnica za 3 motorna zašt. prekidača sa korakom 54mm",595.05154639175271]
[109955,"BBUM 454","Sabirnica za 4 motorna zašt. prekidača sa korakom 54mm",686.18556701030934]
[109956,"BBUM 554","Sabirnica za 5 motorna zašt. prekidača sa korakom 54mm",755.87628865979377]
[109957,"BBUM 263","Sabirnica za 2 motorna zašt. prekidača sa korakom 63mm",497.21649484536096]
[109958,"BBUM 363","Sabirnica za 3 motorna zašt. prekidača sa korakom 63mm",595.05154639175271]
[109959,"BBUM 463","Sabirnica za 4 motorna zašt. prekidača sa korakom 63mm",734.43298969072168]
[109960,"BBUM 563","Sabirnica za 5 motorna zašt. prekidača sa korakom 63mm",840.30927835051557]
[109961,"FTUM","Napojni terminal",725.05154639175271]
[]
["Terminals IT"]
[103832,"ITL F 63A G","Izolovani priključak uzdužni, tip viljuška 63A sivi",174.22680412371136]
[103833,"ITL F 63A B","Izolovani priključak uzdužni, tip viljuška 63A plavi",183.60824742268042]
[103834,"ITA F 63A G","Izolovani priključak poprečni, tip viljuška 63A sivi",174.22680412371136]
[103835,"ITA F 63A B","Izolovani priključak poprečni, tip viljuška 63A plavi",183.60824742268042]
[103836,"ITLL F 63A G","Izolovani priključak uzdužni, tip produžena viljuška 63A sivi",347.11340206185571]
[103837,"ITLL F 63A B","Izolovani priključak uzdužni, tip produžena viljuška 63A plavi",365.87628865979377]
[103838,"ITAL F 63A G","Izolovani priključak poprečni, tip produžena viljuška 63A sivi",347.11340206185571]
[103839,"ITAL F 63A B","Izolovani priključak poprečni, tip produžena viljuška 63A plavi",365.87628865979377]
[103840,"ITL P 63A G","Izolovani priključak uzdužni, tip pinski 63A sivi",174.22680412371136]
[103841,"ITL P 63A B","Izolovani priključak uzdužni, tip pinski 63A plavi",183.60824742268042]
[103842,"ITA P 63A G","Izolovani priključak poprečni, tip pinski 63A sivi",158.14432989690724]
[103843,"ITA P 63A B","Izolovani priključak poprečni, tip pinski 63A plavi",183.60824742268042]
[103844,"ITLW P 63A G","Izolovani priključak uzdužni, tip široki pinski 63A sivi",167.5257731958763]
[103845,"ITLW P 63A B","Izolovani priključak uzdužni, tip široki pinski 63A plavi",183.60824742268042]
[103846,"ITAW P 63A G","Izolovani priključak poprečni, tip široki pinski 63A sivi",158.14432989690724]
[103847,"ITAW P 63A B","Izolovani priključak poprečni, tip široki pinski 63A plavi",174.22680412371136]
[103848,"ITL P 100A G","Izolovani priključak uzdužni, tip pinski 100A sivi",372.57731958762889]
[103849,"ITL P 100A B","Izolovani priključak uzdužni, tip pinski 100A plavi",419.48453608247428]
[]
["Distribution blocks PDB"]
[103778,"PDB 1P CU 1x4+2 80A","Distributivni blok 1-polni CU 1 ulaz x 4+2 izlaza 80A",797.42268041237128]
[103779,"PDB 1P CU/AL 1x4+2 80/63A","Distributivni blok 1-polni CU/AL 1 ulaz x 4+2 izlaza 80/63A",1163.2989690721652]
[103780,"PDB 1P CU 1+1x6 125A","Distributivni blok 1-polni CU 1+1 ulaz x 6 izlaza 125A",1672.5773195876291]
[103781,"PDB 1P CU/AL 1+1x6 125/100A","Distributivni blok 1-polni CU/AL 1+1 ulaz x 6 izlaza 125/100A",1856.1855670103093]
[103782,"PDB 1P CU 1x6 160A","Distributivni blok 1-polni CU 1 ulaz x 6 izlaza 160A",2589.2783505154639]
[103783,"PDB 1P CU/AL 1x6 160/125A","Distributivni blok 1-polni CU/AL 1 ulaz x 6 izlaza 160/125A",2846.5979381443299]
[103784,"PDB 1P CU 1x2+5+4 250A","Distributivni blok 1-polni CU 1 ulaz x 2+5+4 izlaza 250A",3602.4742268041246]
[103785,"PDB 1P CU/AL 1x2+5+4 250/200A","Distributivni blok 1-polni CU/AL 1 ulaz x 2+5+4 izlaza 250/200A",3700.3092783505153]
[103786,"PDB 1P CU 1x2+5+4 400A","Distributivni blok 1-polni CU 1 ulaz x 2+5+4 izlaza 400A",3733.8144329896913]
[103787,"PDB 1P CU/AL 1x2+5+4 400/300A","Distributivni blok 1-polni CU/AL 1 ulaz x 2+5+4 izlaza 400/300A",4011.2371134020618]
[103788,"PDB 3P CU 1x6 175A","Distributivni blok 3-polni CU 1 ulaz x 6 izlaza 175A",5063.2989690721661]
[103789,"PDB 3P CU/AL 1x6 175/125A","Distributivni blok 3-polni CU/AL 1 ulaz x 6 izlaza 175/125A",6063.0927835051552]
[105509,"PDB 1P CU 1x6 400A","Distributivni blok 1-polni CU 1 ulaz x 6 izlaza 400A",3764.6391752577324]
[105510,"PDB 1P CU 1x2 400A","Distributivni blok 1-polni CU 1 ulaz x 2 izlaza 400A",3869.1752577319594]
[103795,"PDB 1P CU/AL 1x6 400/350A","Distributivni blok 1-polni CU/AL 1 ulaz x 6 izlaza 400/350A",3787.4226804123723]
[103796,"PDB 1P CU/AL 1x2 400/350A","Distributivni blok 1-polni CU/AL 1 ulaz x 2 izlaza 400/350A",3920.1030927835054]
[]
["Terminals TB"]
[103850,"TBB 7x16","Terminal, pokriveni, plastična konekcija na DIN šinu, plavi, 7x16mm2 ",278.76288659793818]
[103851,"TBG 7x16","Terminal, pokriveni, plastična konekcija na DIN šinu, žuto/zeleni,  7x16mm2 ",278.76288659793818]
[103852,"TBB 15x16","Terminal, pokriveni, plastična konekcija na DIN šinu, plavi, 15x16mm2 ",490.51546391752584]
[103853,"TBG 15x16","Terminal, pokriveni, plastična konekcija na DIN šinu, žuto/zeleni,  15x16mm2 ",490.51546391752584]
[103854,"TBB 7x10","Terminal, nepokriveni, plastična konekcija na DIN šinu, plavi, 7x10mm2 ",229.17525773195874]
[103855,"TBG 7x10","Terminal, nepokriveni, plastična konekcija na DIN šinu, žuto/zeleni,  7x10mm2 ",229.17525773195874]
[103856,"TBB 12x10","Terminal, nepokriveni, plastična konekcija na DIN šinu, plavi, 12x10mm2 ",440.92783505154642]
[103857,"TBG 12x10","Terminal, nepokriveni, plastična konekcija na DIN šinu, žuto/zeleni,  12x10mm2 ",440.92783505154642]
[103858,"TB 7x10","Terminal, nepokriveni, metalna konekcija na DIN šinu,7x10mm2 ",209.07216494845363]
[103859,"TB 12x10","Terminal, nepokriveni, metalna konekcija na DIN šinu,12x10mm2 ",336.39175257731961]
[]
["Plastic Consumer Units PHS, PNS, PNF, PXS, PXF"]
[101492,"PHS 4T","Plastična spratna tabla, na zid, IP65, 1 red, 4 modula",1901.7525773195875]
[101493,"PHS 8T","Plastična spratna tabla, na zid, IP65, 1 red, 8 modula",2561.1340206185569]
[101494,"PHS 12T","Plastična spratna tabla, na zid, IP65, 1 red, 12 modula",3511.3402061855672]
[101495,"PHS 24T","Plastična spratna tabla, na zid, IP65, 2 reda, 2x12 modula",4537.9381443298971]
[101496,"PHS 36T","Plastična spratna tabla, na zid, IP65, 3 reda, 3x12 modula",5634.2268041237121]
[110814,"PHS 48T","Plastična spratna tabla, na zid, IP65, 4 reda, 4x12 modula",7597.6288659793827]
[101497,"PNS 8T","Plastična spratna tabla, providna vrata, na zid, IP40, 1 red, 8 modula",1170.0000000000002]
[101498,"PNS 12T","Plastična spratna tabla, providna vrata, na zid, IP40, 1 red, 12 modula",1609.5876288659795]
[101499,"PNS 18T","Plastična spratna tabla, providna vrata, na zid, IP40, 1 red, 18 modula",1901.7525773195875]
[101500,"PNS 24T","Plastična spratna tabla, providna vrata, na zid, IP40, 2 reda, 2x12 modula",2195.2577319587631]
[101501,"PNS 2x18T","Plastična spratna tabla, providna vrata, na zid, IP40, 2 reda, 2x18 modula",2415.0515463917532]
[101502,"PNS 36T","Plastična spratna tabla, providna vrata, na zid, IP40, 3 reda, 3x12 modula",2707.2164948453615]
[101503,"PNS 48T","Plastična spratna tabla, providna vrata, na zid, IP40, 4 reda, 4x12 modula",3732.4742268041246]
[106196,"PNS 3x18T","Plastična spratna tabla, providna vrata, na zid, IP40, 3 reda, 3x18 modula",5208.0412371134025]
[101504,"PNS 8W","Plastična spratna tabla, bela vrata, na zid, IP40, 1 red, 8 modula",1170.0000000000002]
[101505,"PNS 12W","Plastična spratna tabla, bela vrata, na zid, IP40, 1 red, 12 modula",1609.5876288659795]
[101506,"PNS 18W","Plastična spratna tabla, bela vrata, na zid, IP40, 1 red, 18 modula",1901.7525773195875]
[101507,"PNS 24W","Plastična spratna tabla, bela vrata, na zid, IP40, 2 reda, 2x12 modula",2195.2577319587631]
[101508,"PNS 2x18W","Plastična spratna tabla, bela vrata, na zid, IP40, 2 reda, 2x18 modula",2415.0515463917532]
[101509,"PNS 36W","Plastična spratna tabla, bela vrata, na zid, IP40, 3 reda, 3x12 modula",2707.2164948453615]
[101510,"PNS 48W","Plastična spratna tabla, bela vrata, na zid, IP40, 4 reda, 4x12 modula",3732.4742268041246]
[106197,"PNS 3x18W","Plastična spratna tabla, bela vrata, na zid, IP40, 3 reda, 3x18 modula",5208.0412371134025]
[101511,"PNF 8T","Plastična spratna tabla, providna vrata, u zid, IP40, 1 red, 8 modula",1170.0000000000002]
[101512,"PNF 12T","Plastična spratna tabla, providna vrata, u zid, IP40, 1 red, 12 modula",1537.216494845361]
[101513,"PNF 18T","Plastična spratna tabla, providna vrata, u zid, IP40, 1 red, 18 modula",1829.3814432989693]
[101514,"PNF 24T","Plastična spratna tabla, providna vrata, u zid, IP40, 2 reda, 2x12 modula",2122.8865979381444]
[101515,"PNF 2x18T","Plastična spratna tabla, providna vrata, u zid, IP40, 2 reda, 2x18 modula",2341.3402061855672]
[101516,"PNF 36T","Plastična spratna tabla, providna vrata, u zid, IP40, 3 reda, 3x12 modula",2707.2164948453615]
[106198,"PNF 3x18T","Plastična spratna tabla, providna vrata, u zid, IP40, 3 reda, 3x18 modula",5208.0412371134025]
[101517,"PNF 8W","Plastična spratna tabla, bela vrata, u zid, IP40, 1 red, 8 modula",1170.0000000000002]
[101518,"PNF 12W","Plastična spratna tabla, bela vrata, u zid, IP40, 1 red, 12 modula",1537.216494845361]
[101519,"PNF 18W","Plastična spratna tabla, bela vrata, u zid, IP40, 1 red, 18 modula",1829.3814432989693]
[101520,"PNF 24W","Plastična spratna tabla, bela vrata, u zid, IP40, 2 reda, 2x12 modula",2122.8865979381444]
[101521,"PNF 2x18W","Plastična spratna tabla, bela vrata, u zid, IP40, 2 reda, 2x18 modula",2341.3402061855672]
[101522,"PNF 36W","Plastična spratna tabla, bela vrata, u zid, IP40, 3 reda, 3x12 modula",2707.2164948453615]
[106199,"PNF 3x18W","Plastična spratna tabla, bela vrata, u zid, IP40, 3 reda, 3x18 modula",5208.0412371134025]
[101525,"PXS 3","Plastična spratna tabla, bez vrata, na zid, IP30, 1 red, 3 modula",731.75257731958754]
[101526,"PXS 12","Plastična spratna tabla, bez vrata, na zid, IP30, 1 red, 12 modula",1170.0000000000002]
[101527,"PXS 24","Plastična spratna tabla, bez vrata, na zid, IP30, 2 reda, 2x12 modula",1463.5051546391751]
[101528,"PXS 36","Plastična spratna tabla, bez vrata, na zid, IP30, 3 reda, 3x12 modula",1755.6701030927836]
[101529,"PXF 12T","Plastična spratna tabla, ravna providna vrata, u zid, IP40, 1 red, 12 modula",1463.5051546391751]
[101530,"PXF 24T","Plastična spratna tabla, ravna providna vrata, u zid, IP40, 2 reda, 2x12 modula",2049.1752577319589]
[101532,"PXF 12W","Plastična spratna tabla, ravna bela vrata, u zid, IP40, 1 red, 12 modula",1463.5051546391751]
[101523,"PXF 24W","Plastična spratna tabla, ravna bela vrata, u zid, IP40, 2 reda, 2x12 modula",2049.1752577319589]
[101533,"DR PHS 4T","Rezervna vrata za PHS 4T",591.03092783505156]
[101534,"DR PHS 8T","Rezervna vrata za PHS 8T",723.7113402061857]
[101535,"DR PHS 12T","Rezervna vrata za PHS 12T",1082.8865979381446]
[101536,"DR PHS 24T","Rezervna vrata za PHS 24T",1348.2474226804127]
[101537,"DR PHS 36T","Rezervna vrata za PHS 36T",1783.8144329896911]
[101538,"DR PNS 8T","Rezervna vrata za PNS/PNF 8T, providna",530.7216494845361]
[101539,"DR PNS 12T","Rezervna vrata za PNS/PNF 12T, providna",639.2783505154639]
[101540,"DR PNS 18T","Rezervna vrata za PNS/PNF 18T, providna",729.07216494845363]
[101541,"DR PNS 24T","Rezervna vrata za PNS/PNF 24T, providna",967.62886597938143]
[101542,"DR PNS 2x18T","Rezervna vrata za PNS/PNF 2x18T, providna",1170.0000000000002]
[101543,"DR PNS 36T","Rezervna vrata za PNS/PNF 36T, providna",1164.6391752577322]
[101544,"DR PNS 48T","Rezervna vrata za PNS/PNF 48T, providna",1507.7319587628867]
[106200,"DR PNS 3x18T","Rezervna vrata za PNS/PNF 3x18T, providna",1927.216494845361]
[101545,"DR PNS 8W","Rezervna vrata za PNS/PNF 8T, bela",530.7216494845361]
[101546,"DR PNS 12W","Rezervna vrata za PNS/PNF 12T, bela",639.2783505154639]
[101547,"DR PNS 18W","Rezervna vrata za PNS/PNF 18T, bela",729.07216494845363]
[101548,"DR PNS 24W","Rezervna vrata za PNS/PNF 24T, bela",967.62886597938143]
[101549,"DR PNS 2x18W","Rezervna vrata za PNS/PNF 2x18T, bela",1170.0000000000002]
[101550,"DR PNS 36W","Rezervna vrata za PNS/PNF 36T, bela",1164.6391752577322]
[101551,"DR PNS 48W","Rezervna vrata za PNS/PNF 48T, bela",1507.7319587628867]
[106201,"DR PNS 3x18W","Rezervna vrata za PNS/PNF 3x18T, bela",1927.216494845361]
[101571,"LK PH M","Brava sa ključem za PHS, metal",1023.9175257731961]
[101573,"LK PN M","Brava sa ključem za PNS/PNF, metal",1023.9175257731961]
[101574,"B CC45","Pokrivka za prazna mesta 45mm, bela",89.793814432989706]
[101564,"DR PXF 12T","Rezervna vrata za PXF 12T, providna",624.53608247422699]
[101565,"DR PXF 24T","Rezervna vrata za PXF 24T, providna",924.74226804123725]
[101567,"DR PXF 12W","Rezervna vrata za PXF 12W, bela",624.53608247422699]
[101568,"DR PXF 24W","Rezervna vrata za PXF 24W, bela",924.74226804123725]
[106158,"MF PNF 24","Montažni okvir za  PNF 2x12",218.45360824742266]
[106159,"MF PNF 36","Montažni okvir za  PNF 3x12",258.65979381443304]
[106160,"MF PNF 2x18","Montažni okvir za  PNF 2x18",317.62886597938154]
[107029,"MF PNF 3x18","Montažni okvir za  PNF 3x18",436.90721649484533]
[106161,"MF PXF 24","Montažni okvir za  PXF 2x12",218.45360824742266]
[106182,"SMM IP65S","Rezervni montažni materijal IP65",45.567010309278352]
[106183,"SMM IP40F","Rezervni montažni materijal IP40 u zid montaža",45.567010309278352]
[106184,"SMM IP40S","Rezervni montažni materijal IP40 na zid montaža",45.567010309278352]
[]
["Plastic Consumer Units for hollow-walls mounting PNF-HW"]
[106165,"PNF-HW 8T","Plastična spratna tabla, providna vrata, za gips. zidove, ugradna, IP40, 1 red, 8 modula",1348.2474226804127]
[106166,"PNF-HW 12T","Plastična spratna tabla, providna vrata, za gips. zidove, ugradna, IP40, 1 red, 12 modula",1770.412371134021]
[106167,"PNF-HW 18T","Plastična spratna tabla, providna vrata, za gips. zidove, ugradna, IP40, 1 red, 18 modula",2108.1443298969075]
[106168,"PNF-HW 24T","Plastična spratna tabla, providna vrata, za gips. zidove, ugradna, IP40, 2 reda, 2x12 modula",2444.536082474227]
[106169,"PNF-HW 2x18T","Plastična spratna tabla, providna vrata, za gips. zidove, ugradna, IP40, 2 reda, 2x18 modula",2697.8350515463917]
[106170,"PNF-HW 36T","Plastična spratna tabla, providna vrata, za gips. zidove, ugradna, IP40, 3 reda, 3x12 modula",3120.0000000000005]
[106202,"PNF-HW 3x18T","Plastična spratna tabla, providna vrata, za gips. zidove, ugradna, IP40, 3 reda, 3x18 modula",6000.1030927835063]
[106171,"PNF-HW 8W","Plastična spratna tabla, bela vrata, za gips. zidove, ugradna, IP40, 1 red, 8 modula",1348.2474226804127]
[106172,"PNF-HW 12W","Plastična spratna tabla, bela vrata, za gips. zidove, ugradna, IP40, 1 red, 12 modula",1770.412371134021]
[106173,"PNF-HW 18W","Plastična spratna tabla, bela vrata, za gips. zidove, ugradna, IP40, 1 red, 18 modula",2108.1443298969075]
[106174,"PNF-HW 24W","Plastična spratna tabla, bela vrata, za gips. zidove, ugradna, IP40, 2 reda, 2x12 modula",2444.536082474227]
[106175,"PNF-HW 2x18W","Plastična spratna tabla, bela vrata, za gips. zidove, ugradna, IP40, 2 reda, 2x18 modula",2697.8350515463917]
[106176,"PNF-HW 36W","Plastična spratna tabla, bela vrata, za gips. zidove, ugradna, IP40, 3 reda, 3x12 modula",3120.0000000000005]
[106203,"PNF-HW 3x18W","Plastična spratna tabla, bela vrata, za gips. zidove, ugradna, IP40, 3 reda, 3x18 modula",6000.1030927835063]
[106163,"SHW PNF","Rezervni montažni materijal PNF-HW",215.7731958762887]
[]
["Plastic Consumer Units PNS-SD"]
[107274,"PNS-SD 12T","Nadzidna spratna tabla, IP40, 12 modula",1732.8865979381444]
[107275,"PNS-SD 24T","Nadzidna spratna tabla, IP40, 24 modula",2301.1340206185569]
[107276,"PNS-SD 36T","Nadzidna spratna tabla, IP40, 36 modula",2869.3814432989693]
[107277,"DR PNS-SD 12T","Rezervna providna vrata za PNS-SD 12T",852.37113402061868]
[107278,"DR PNS-SD 24T","Rezervna providna vrata za PNS-SD 24T",1065.4639175257735]
[107378,"DR PNS-SD 36T","Rezervna providna vrata za PNS-SD 36T",1349.5876288659797]
[]
["Plastic Consumer Units with metal door PMF"]
[107101,"PMF 12","Plastične spratne table sa metalnim vratima, u zid, IP40, 1 red, 12 modula",3178.9690721649486]
[107102,"PMF 24","Plastične spratne table sa metalnim vratima, u zid, IP40, 2 reda, 24 modula",3765.9793814432996]
[107103,"PMF 36","Plastične spratne table sa metalnim vratima, u zid, IP40, 3 reda, 36 modula",4663.9175257731958]
[107104,"PMF 48","Plastične spratne table sa metalnim vratima, u zid, IP40, 4 reda, 48 modula",5380.927835051546]
[107262,"PMF 60","Plastične spratne table sa metalnim vratima, u zid, IP40, 5 reda, 60 modula",10705.56701030928]
[107105,"DR PMF 12","Rezervna vrata za PMF 12",2471.3402061855672]
[107106,"DR PMF 24","Rezervna vrata za PMF 24",2886.8041237113403]
[107107,"DR PMF 36","Rezervna vrata za PMF 36",3698.969072164949]
[107108,"DR PMF 48","Rezervna vrata za PMF 48",4661.2371134020623]
[107263,"DR PMF 60","Rezervna vrata za PMF 60",7462.2680412371137]
[107120,"SMM PMF","Rezervni montažni materijal PMF",215.7731958762887]
[107121,"SL PMF","Rezervna bravica PMF",142.06185567010309]
[105494,"LK PM M","Bravica sa ključem za PMF, metalna",1305.3608247422683]
[107122,"SDDA PMF","Rezervni odstojnik za vrata za PMF",42.886597938144334]
[]
["Multimedia Consumer Units PMF-MM"]
[107264,"PMF-MM 12","Plastična spratna tabla sa metalnim vratima, ugradna, za multimedije, 12 modula, 1 red",3981.7525773195885]
[107265,"PMF-MM 24","Plastična spratna tabla sa metalnim vratima, ugradna, za multimedije, 24 modula, 2  reda ",4950.7216494845361]
[107266,"PMF-MM 36","Plastična spratna tabla sa metalnim vratima, ugradna, za multimedije, 36 modula, 3  reda ",6359.2783505154639]
[107267,"PMF-MM 48","Plastična spratna tabla sa metalnim vratima, ugradna, za multimedije, 48 modula, 4  reda",9090.6185567010307]
[107268,"PMF-MM 60","Plastična spratna tabla sa metalnim vratima, ugradna, za multimedije, 60 modula, 5  reda",12272.268041237114]
[111141,"PMF-MM 12 PT","Plastična spratna tabla sa providnim plastičnim vratima, ugradna, za multimedije, 1 red",3385.3608247422685]
[111142,"PMF-MM 24 PT","Plastična spratna tabla sa providnim plastičnim vratima, ugradna, za multimedije, 2 reda",4208.2474226804125]
[110707,"PMF-MM 36 PT","Plastična spratna tabla sa providnim plastičnim vratima, ugradna, za multimedije, 3 reda",5405.0515463917527]
[111143,"PMF-MM 12 PW","Plastična spratna tabla sa belim plastičnim vratima, ugradna, za multimedije, 1 red",3385.3608247422685]
[111144,"PMF-MM 24 PW","Plastična spratna tabla sa belim plastičnim vratima, ugradna, za multimedije, 2 reda",4208.2474226804125]
[110708,"PMF-MM 36 PW","Plastična spratna tabla sa belim plastičnim vratima, ugradna, za multimedije, 3 reda",5405.0515463917527]
[107269,"DR PMF-MM 12","Rezervna vrata za PMF-MM 12",2471.3402061855672]
[107270,"DR PMF-MM 24","Rezervna vrata za PMF-MM 24",3028.8659793814436]
[107271,"DR PMF-MM 36","Rezervna vrata za PMF-MM 36",3741.8556701030939]
[107272,"DR PMF-MM 48","Rezervna vrata za PMF-MM 48",4661.2371134020623]
[107273,"DR PMF-MM 60","Rezervna vrata za PMF-MM 60",7692.7835051546399]
[107280,"VCBP M","Vertikalni spojni nosač PMF",57.628865979381452]
[108053,"HCB PM","Horizontalni spojni nosač PMF",361.85567010309285]
[107121,"SL PMF","Rezervna bravica PMF",142.06185567010309]
[105494,"LK PM M","Bravica sa ključem za PMF, metalna",1305.3608247422683]
[108052,"MP PM","Montažna ploča",400.72164948453621]
[109047,"RH PMF-MM","Nosač mrežne opreme",574.94845360824741]
[108093,"MF PNF 12","DIN žina (12 MU), PMF",116.5979381443299]
[101577,"TH CUB P","Dodatni izolovani terminal 2x15",470.41237113402065]
[107120,"SMM PMF","Rezervni montažni materijal PMF",215.7731958762887]
[107122,"SDDA PMF","Rezervni odstojnik za vrata za PMF",42.886597938144334]
[]
["Metal flat enclosures EMF"]
[109809,"EMFF2 48W","Metalni ugradni orman,  2 reda (24MJ), 48MJ, metalna bela vrata, NPE terminali uključeni",12118.144329896908]
[109810,"EMFF3 72W","Metalni ugradni orman,  3 reda (24MJ), 72MJ, metalna bela vrata, NPE terminali uključeni",13633.9175257732]
[109811,"EMFF4 96W","Metalni ugradni orman,  4 reda (24MJ), 96MJ, metalna bela vrata, NPE terminali uključeni",15189.896907216496]
[109812,"EMFF5 120W","Metalni ugradni orman,  5 redova (24MJ), 120MJ, metalna bela vrata, NPE terminali uključeni",17602.268041237119]
[109813,"EMFF6 144W","Metalni ugradni orman,  6 redova (24MJ), 144MJ, metalna bela vrata, NPE terminali uključeni",20294.742268041242]
[109814,"EMFS2 48W","Metalni nadgradni orman, 2 reda (24MJ), 48MJ, metalna bela vrata, NPE terminali uključeni",14195.463917525774]
[109815,"EMFS3 72W","Metalni nadgradni orman, 3 reda (24MJ), 72MJ, metalna bela vrata, NPE terminali uključeni",16022.164948453608]
[109816,"EMFS4 96W","Metalni nadgradni orman, 4 reda (24MJ), 96MJ, metalna bela vrata, NPE terminali uključeni",17948.041237113404]
[109817,"EMFS5 120W","Metalni nadgradni orman, 5 redova (24MJ), 120MJ, metalna bela vrata, NPE terminali uključeni",19743.917525773195]
[109818,"EMFS6 144W","Metalni nadgradni orman, 6 redova (24MJ), 144MJ, metalna bela vrata, NPE terminali uključeni",21506.288659793816]
[109819,"EMFF2 66W","Metalni ugradni orman,  2 reda (33MJ), 66MJ, metalna bela vrata, NPE terminali uključeni",14920.515463917527]
[109820,"EMFF3 99W","Metalni ugradni orman,  3 reda (33MJ), 99MJ, metalna bela vrata, NPE terminali uključeni",17614.32989690722]
[109821,"EMFF4 132W","Metalni ugradni orman,  4 reda (33MJ), 132MJ, metalna bela vrata, NPE terminali uključeni",19776.082474226805]
[109822,"EMFF5 165W","Metalni ugradni orman,  5 redova (33MJ), 165MJ, metalna bela vrata, NPE terminali uključeni",22120.103092783509]
[109823,"EMFF6 198W","Metalni ugradni orman,  6 redova (33MJ), 198MJ, metalna bela vrata, NPE terminali uključeni",24717.422680412372]
[109824,"EMFS2 66W","Metalni nadgradni orman, 2 reda (33MJ), 66MJ, metalna bela vrata, NPE terminali uključeni",15526.288659793816]
[109825,"EMFS3 99W","Metalni nadgradni orman, 3 reda (33MJ), 99MJ, metalna bela vrata, NPE terminali uključeni",17850.206185567011]
[109826,"EMFS4 132W","Metalni nadgradni orman, 4 reda (33MJ), 132MJ, metalna bela vrata, NPE terminali uključeni",20424.742268041238]
[109827,"EMFS5 165W","Metalni nadgradni orman, 5 redova (33MJ), 165MJ, metalna bela vrata, NPE terminali uključeni",23095.773195876292]
[109828,"EMFS6 198W","Metalni nadgradni orman, 6 redova (33MJ), 198MJ, metalna bela vrata, NPE terminali uključeni",25356.701030927838]
["Acc."]
[109939,"EMF DR2 48W","Rezervna vrata za EMF, bela, metalna, 2 reda (24MJ), 48MJ",4615.6701030927834]
[109940,"EMF DR3 72W","Rezervna vrata za EMF, bela, metalna, 3 reda (24MJ), 72MJ",5174.5360824742274]
[109941,"EMF DR4 96W","Rezervna vrata za EMF, bela, metalna, 4 reda (24MJ), 96MJ",5673.0927835051552]
[109942,"EMF DR5 120W","Rezervna vrata za EMF, bela, metalna, 5 redova (24MJ), 120MJ",6144.8453608247428]
[109943,"EMF DR6 144W","Rezervna vrata za EMF, bela, metalna, 6 redova (24MJ), 144MJ",6951.649484536083]
[109944,"EMF DR2 66W","Rezervna vrata za EMF, bela, metalna, 2 reda (33MJ), 66MJ",4960.1030927835054]
[109945,"EMF DR3 99W","Rezervna vrata za EMF, bela, metalna, 3 reda (33MJ), 99MJ",5608.7628865979386]
[109946,"EMF DR4 132W","Rezervna vrata za EMF, bela, metalna, 4 reda (33MJ), 132MJ",6790.8247422680424]
[109947,"EMF DR5 165W","Rezervna vrata za EMF, bela, metalna, 5 redova (33MJ), 165MJ",7466.2886597938159]
[109948,"EMF DR6 198W","Rezervna vrata za EMF, bela, metalna, 6 redova (33MJ), 198MJ",7852.2680412371137]
[109935,"EMF FP 1 24","Rezervna metalna pokrivna ploča sa otvorom za opremu, bela, 1 red, 24MJ",1131.1340206185566]
[109936,"EMF FP 1 33","Rezervna metalna pokrivna ploča sa otvorom za opremu, bela, 1 red, 33MJ",1352.2680412371137]
[109937,"EMF FP 1+ 24","Rezervna metalna krajnja pokrivna ploča sa otvorom za opremu, bela, 1 red, 24MJ",1411.2371134020618]
[109938,"EMF FP 1+ 33","Rezervna metalna krajnja pokrivna ploča sa otvorom za opremu, bela, 1 red, 33MJ",1557.319587628866]
[109835,"EMF FPB 0+ 24","Metalna pokrivna ploča, slepa, bela, 1 red, 24MJ",828.24742268041257]
[109933,"EMF FPB 0+ 33","Metalna pokrivna ploča, slepa, bela, 1 red, 33MJ",936.80412371134025]
[109836,"EMF UMP 80 24","Univerzalna montažna ploča, 80mm, 24MJ",948.86597938144337]
[109932,"EMF UEMP 80 33","Univerzalna montažna ploča, 80mm, 33MJ",1131.1340206185566]
[109838,"EMF UMP 160 24","Univerzalna montažna ploča, 160mm, 24MJ",1388.4536082474228]
[109934,"EMF UEMP 160 33","Univerzalna montažna ploča, 160 mm, 33MJ",1399.1752577319589]
[110699,"EMF MP M12 24","Montažna ploča za Ex9M1,2, 24MJ",3126.7010309278348]
[110700,"EMF MP M12 33","Montažna ploča za Ex9M1,2, 33MJ",3274.1237113402067]
[109837,"EMF HS 24","Horizontalni separator, 24MJ",924.74226804123725]
[109833,"EMFS SMM","Rezervni montažni materijal, za nadgradnu montažu, 1 set",280.10309278350519]
[109832,"EMFF SMM","Rezervni montažni materijal, za ugradnu montažu, 1 set",280.10309278350519]
[109834,"EMF LMS","Set za motažu Dirak mehanizma za zaključavanje, beli",584.32989690721661]
[109839,"EMF CFR24","Šina za montažu kablova, 24MJ",1023.9175257731961]
[109831,"EMF SDH","Rezervne šarke za vrata",643.29896907216505]
[109931,"EMFF EMH","Set za montažu držača za ugradne ormane",548.14432989690727]
[106831,"MF PDP A4","Plastični džep za dokumentaciju A4, samolepljivi",849.69072164948466]
[106832,"MF PDP A4S","Plastični džep za dokumentaciju A4, samolepljivi, slim",648.65979381443299]
[106863,"MF DLK SP6","Bravica, kvadratni pin, 6mm",1171.340206185567]
[106825,"MF DLK DB3","Bravica, dupli pin, 3mm",995.77319587628858]
[106828,"MF DLK DB5","Bravica, dupli pin, 5mm",995.77319587628858]
[106826,"MF DLK SQ6","Bravica, kvadratna rupa, 6mm",1050.7216494845361]
[106830,"MF DLK D","Bravica, daimler-benz",1171.340206185567]
[106829,"MF DLK S24","Bravica, prorez 2x4mm",1171.340206185567]
[106827,"MF DLK CZ","Bravica, češki polumesec",995.77319587628858]
[109048,"MF DLK K","Bravica sa ključem",3597.1134020618565]
[109830,"EMF TBH","Horizontal terminal držač, 2 kom",548.14432989690727]
[109829,"EMF TB45+2","N/PE terminal, 2x25 + 45x16mm2",2278.3505154639174]
[106860,"CGQS M16","Kablovska uvodnica za EMFS orman, 16mm, 1 kom.",62.989690721649488]
[106208,"CGQS M20","Kablovska uvodnica, 20mm, 1 kom.",68.350515463917532]
[106209,"CGQS M25","Kablovska uvodnica, 25mm, 1 kom.",88.453608247422693]
[106210,"CGQS M32","Kablovska uvodnica, 32mm, 1 kom.",116.5979381443299]
[107841,"MF TL","Prazna oznaka tipa za razvodni orman, samolepljiva",448.96907216494856]
[]
["GRP distribution board, FHS"]
[107192,"FHS-S1 W","Poliesterski ormar  260x305x160 ",9688.3505154639188]
[107193,"FHS-S2 36W","Poliesterski ormar  340x430x180  36 modula ",10977.628865979383]
[107194,"FHS-S3 54W","Poliesterski ormar  450x505x220   54 modula ",14744.948453608249]
[107195,"FHS-S4 72W","Poliesterski ormar  450x655x220  72 modula ",17606.288659793816]
[107196,"FHS-S5 96W","Poliesterski ormar  560x655x260  96 modula ",21907.010309278354]
[107197,"FHS-S6 140W","Poliesterski ormar  630x810x300  140 modula ",29418.865979381448]
[107198,"FHS-S7 200W","Poliesterski ormar  850x1060x350   200 modula ",46320.206185567011]
[107206,"MF FHS S2","Ram za ormar dim. 2",4927.9381443298989]
[107207,"MF FHS S3","Ram za ormar dim. 3",5264.3298969072175]
[107208,"MF FHS S4-5","Ram za ormar dim. 4-5",6424.9484536082482]
[107209,"MF FHS S6","Ram za ormar dim. 6",7793.2989690721652]
[107210,"MF FHS S7","Ram za ormar dim. 7",9093.2989690721661]
[107211,"MBP FHS S1","Metalna mont. ploča za ormar dim. 1",699.58762886597947]
[107212,"MBP FHS S2","Metalna mont. ploča za ormar dim. 2",1027.9381443298969]
[107213,"MBP FHS S3","Metalna mont. ploča za ormar dim. 3",1766.3917525773197]
[107214,"MBP FHS S4","Metalna mont. ploča za ormar dim. 4",2309.1752577319594]
[107215,"MBP FHS S5","Metalna mont. ploča za ormar dim. 5",2864.0206185567013]
[107216,"MBP FHS S6","Metalna mont. ploča za ormar dim. 6",4602.2680412371137]
[107217,"MBP FHS S7","Metalna mont. ploča za ormar dim. 7",9341.2371134020632]
[107218,"IBP FHS S1","Poliester mont. ploča za ormar dim. 1",2183.1958762886597]
[107219,"IBP FHS S2","Poliester mont. ploča za ormar dim. 2",4473.6082474226814]
[107220,"IBP FHS S3","Poliester mont. ploča za ormar dim. 3",6441.0309278350524]
[107221,"IBP FHS S4","Poliester mont. ploča za ormar dim. 4",7580.2061855670127]
[107222,"IBP FHS S5","Poliester mont. ploča za ormar dim. 5",8711.3402061855668]
[107223,"IBP FHS S6","Poliester mont. ploča za ormar dim. 6",13829.58762886598]
[107224,"PW FHS S2","Ploča sa otvorom  12 modula dim. 2",1300]
[107225,"PW FHS S3-4","Ploča sa otvorom  18 modula dim. 3/4",2132.2680412371137]
[107226,"PW FHS S5","Ploča sa otvorom  24 modula dim. 5",2380.2061855670108]
[107227,"PW FHS S6","Ploča sa otvorom 28 modula dim. 6",2514.2268041237116]
[107228,"PW FHS S7","Ploča sa otvorom  40 modula dim. 7",3315.6701030927834]
[107229,"BP FHS S2","Slijepa ploča za orman dim.  2",578.96907216494856]
[107230,"BP FHS S3-4","Slijepa ploča za orman dim.  3/4",825.56701030927854]
[107231,"BP FHS S5","Slijepa ploča za orman dim.  5",1396.4948453608249]
[107232,"BP FHS S6","Slijepa ploča za orman dim.  6",1653.8144329896911]
[107233,"BP FHS S7","Slepa pokrivka za orman dim.  7",1795.8762886597942]
[107234,"DBP FHS S2","Dupla slijepa ploča za orman dim.  2",869.79381443298985]
[107235,"DBP FHS S3-4","Dupla slijepa ploča za orman dim.  3/4",1212.8865979381446]
[107236,"DBP FHS S5","Dupla slijepa ploča za orman dim.  5",1688.6597938144332]
[107237,"DBP FHS S6","Dupla slijepa ploča za orman dim.  6",1842.7835051546394]
[107238,"DBP FHS S7","Dupla slijepa ploča za orman dim.  7",2843.9175257731958]
[107239,"MSB FHS S2","Modul. čelična mont. ploča H125 za ormar dim. 2",1600.2061855670104]
[107240,"MSB FHS S3-4","Modul. čelična mont. ploča H150 za ormar dim. 3/4",2006.288659793815]
[107241,"MSB FHS S5","Modul. čelična mont. ploča H150 za ormar dim. 5",2317.216494845361]
[107242,"MSB FHS S6","Modul. čelična mont. ploča H150 za ormar dim. 6",2490.1030927835054]
[107243,"MSB FHS SIZE 7","Modul. čelična mont. ploča H200 za ormar dim. 7",3721.7525773195875]
[107244,"GB FHS"," 4 galvanizirana nosača za kačenje na zid",361.85567010309285]
[107245,"SB FHS"," 4 čelična nosača za kačenje na zid",814.84536082474244]
[107246,"PM FHS S1-2","Oprema za montažu za ormare dim. 1-2",7235.7731958762906]
[107247,"PM FHS S3-4-5","Oprema za montažu za ormare dim. 3-4-5",8278.4536082474242]
[107248,"HSL FHS","Bravica sa ručkom",784.02061855670104]
[107249,"TID FHS S2","Poliester. unutrašnja vrata  260x370 za ormar dim. 2",4994.9484536082482]
[107250,"TID FHS S3","Poliester. unutrašnja vrata   370X445 za ormar dim. 3",5691.855670103093]
[107251,"TID FHS S4","Poliester. unutrašnja vrata   370x595 za ormar dim. 4",7174.1237113402067]
[107252,"TID FHS S5","Poliester. unutrašnja vrata  475x595 za ormar dim. 5",7861.6494845360821]
[107253,"TID FHS S6","Poliester. unutrašnja vrata   550x745 za ormar dim. 6",10413.402061855671]
[107254,"TID FHS S7","Poliester. unutrašnja vrata  765x995 za ormar dim. 7",15346.701030927836]
[107255,"PDP FHS A5","Plastični nosač za dokumentaciju",533.40206185567024]
[107256,"SK FHS S2","Odstojnici za ram veličine 2",4227.0103092783502]
[107257,"SK FHS S3-4","Odstojnici za ram veličine 3/4",4438.7628865979386]
[107258,"SK FHS S5","Odstojnici za ram veličine 5",5068.6597938144341]
[107259,"SK FHS S6","Odstojnici za ram veličine 6",5527.0103092783511]
[107260,"SK FHS S7","Odstojnici za ram veličine 7",5891.5463917525785]
[107261,"CTS FHS","Nosač kabla za ormar",4178.7628865979377]
[]
["Metal enclosure IP66"]
[110562,"MHS 30 20 15","Metalni orman sa montažnom pločom IP66, 300x200x150",4491.0309278350524]
[110563,"MHS 30 30 15","Metalni orman sa montažnom pločom IP66, 300x300x150",5394.3298969072166]
[110564,"MHS 30 30 20","Metalni orman sa montažnom pločom IP66, 300x300x200",6044.3298969072166]
[110565,"MHS 40 30 15","Metalni orman sa montažnom pločom IP66, 400x300x150",6743.9175257731968]
[110566,"MHS 40 30 20","Metalni orman sa montažnom pločom IP66, 400x300x200",7133.9175257731958]
[110567,"MHS 40 40 20","Metalni orman sa montažnom pločom IP66, 400x400x200",7762.4742268041255]
[110568,"MHS 50 40 15","Metalni orman sa montažnom pločom IP66, 500x400x150",8370.9278350515488]
[110569,"MHS 50 40 20","Metalni orman sa montažnom pločom IP66, 500x400x200",8742.1649484536101]
[110570,"MHS 60 40 20","Metalni orman sa montažnom pločom IP66, 600x400x200",9605.2577319587654]
[110571,"MHS 60 40 30","Metalni orman sa montažnom pločom IP66, 600x400x300",10579.58762886598]
[110572,"MHS 60 50 20","Metalni orman sa montažnom pločom IP66, 600x500x200",11287.216494845363]
[110573,"MHS 60 60 20","Metalni orman sa montažnom pločom IP66, 600x600x200",12557.731958762888]
[110574,"MHS 60 60 30","Metalni orman sa montažnom pločom IP66, 600x600x300",13817.525773195877]
[110575,"MHS 60 80 30","Metalni orman sa montažnom pločom IP55, 600x800x300 (dupla vrata)",19853.814432989693]
[110576,"MHS 70 50 20","Metalni orman sa montažnom pločom IP66, 700x500x200",12182.474226804126]
[110577,"MHS 70 50 30","Metalni orman sa montažnom pločom IP66, 700x500x300",13667.422680412374]
[110578,"MHS 80 60 20","Metalni orman sa montažnom pločom IP66, 800x600x200",15524.948453608251]
[110579,"MHS 80 60 30","Metalni orman sa montažnom pločom IP66, 800x600x300",18186.597938144332]
[110580,"MHS 100 60 30","Metalni orman sa montažnom pločom IP66, 1000x600x300",20687.422680412379]
[110581,"MHS 100 80 30","Metalni orman sa montažnom pločom IP66, 1000x800x300",25770.824742268043]
[110582,"MHS 100 100 30","Metalni orman sa montažnom pločom IP55, 1000x1000x300 (dupla vrata)",32193.092783505163]
[110583,"MHS 120 60 30","Metalni orman sa montažnom pločom IP66, 1200x600x300",23961.546391752578]
[110584,"MHS 120 80 30","Metalni orman sa montažnom pločom IP66, 1200x800x300",30394.536082474231]
[110585,"MHS 120 100 30","Metalni orman sa montažnom pločom IP55, 1200x1000x300 (dupla vrata)",37268.45360824743]
["Acc."]
[110586,"MP MHS 30 20","Montažna ploča za MHS ormane 300x200mm",867.11340206185571]
[110587,"MP MHS 30 30","Montažna ploča za MHS ormane 300x300mm",944.84536082474256]
[110588,"MP MHS 40 30","Montažna ploča za MHS ormane 400x300mm",1060.1030927835054]
[110589,"MP MHS 40 40","Montažna ploča za MHS ormane 400x400mm",1301.3402061855672]
[110590,"MP MHS 50 40","Montažna ploča za MHS ormane 500x400mm",1381.7525773195878]
[110591,"MP MHS 60 40","Montažna ploča za MHS ormane 600x400mm",1538.556701030928]
[110592,"MP MHS 60 50","Montažna ploča za MHS ormane 600x500mm",1889.6907216494851]
[110593,"MP MHS 70 50","Montažna ploča za MHS ormane 700x500mm",2167.1134020618565]
[110594,"MP MHS 60 60","Montažna ploča za MHS ormane 600x600mm",2483.4020618556706]
[110595,"MP MHS 80 60","Montažna ploča za MHS ormane 800x600mm",2873.4020618556706]
[110596,"MP MHS 100 60","Montažna ploča za MHS ormane 1000x600mm",3121.3402061855672]
[110597,"MP MHS 120 60","Montažna ploča za MHS ormane 1200x600mm",3593.0927835051548]
[110598,"MP MHS 60 80","Montažna ploča za MHS ormane 600x800mm",2683.0927835051548]
[110599,"MP MHS 100 80","Montažna ploča za MHS ormane 1000x800mm",3862.4742268041241]
[110600,"MP MHS 120 80","Montažna ploča za MHS ormane 1200x800mm",4213.6082474226805]
[110601,"MP MHS 100 100","Montažna ploča za MHS ormane 1000x1000mm",4492.37113402062]
[110602,"MP MHS 120 100","Montažna ploča za MHS ormane 1200x1000mm",5874.1237113402067]
[110603,"MF MHS 30","Montažni ram za pokrivnu ploču za MHS ormane H=300mm, set (sadržaj 2 kom.)",1353.6082474226807]
[110604,"MF MHS 40","Montažni ram za pokrivnu ploču za MHS ormane H=400mm, set (sadržaj 2 kom.)",1643.092783505155]
[110605,"MF MHS 50","Montažni ram za pokrivnu ploču za MHS ormane H=500mm, set (sadržaj 2 kom.)",1892.3711340206187]
[110606,"MF MHS 60","Montažni ram za pokrivnu ploču za MHS ormane H=600mm, set (sadržaj 2 kom.)",2223.4020618556706]
[110607,"MF MHS 70","Montažni ram za pokrivnu ploču za MHS ormane H=700mm, set (sadržaj 2 kom.)",2421.7525773195875]
[110608,"MF MHS 80","Montažni ram za pokrivnu ploču za MHS ormane H=800mm, set (sadržaj 2 kom.)",2668.3505154639179]
[110609,"MF MHS 100","Montažni ram za pokrivnu ploču za MHS ormane H=1000mm, set (sadržaj 2 kom.)",3256.7010309278353]
[110610,"MF MHS 120","Montažni ram za pokrivnu ploču za MHS ormane H=1200mm, set (sadržaj 2 kom.)",4453.5051546391751]
[110611,"CP MHS 10 30","Pokrivna ploča sa vijcima, H=100mm, za MHS ormane W=300mm",703.60824742268051]
[110612,"CP MHS 12 30","Pokrivna ploča sa vijcima, H=120mm, za MHS ormane W=300mm",738.45360824742272]
[110613,"CP MHS 16 30","Pokrivna ploča sa vijcima, H=160mm, za MHS ormane W=300mm",825.56701030927854]
[110614,"CP MHS 10 40","Pokrivna ploča sa vijcima, H=100mm, za MHS ormane W=400mm",738.45360824742272]
[110615,"CP MHS 12 40","Pokrivna ploča sa vijcima, H=120mm, za MHS ormane W=400mm",825.56701030927854]
[110616,"CP MHS 16 40","Pokrivna ploča sa vijcima, H=160mm, za MHS ormane W=400mm",904.63917525773195]
[110617,"CP MHS 10 50","Pokrivna ploča sa vijcima, H=100mm, za MHS ormane W=500mm",825.56701030927854]
[110618,"CP MHS 12 50","Pokrivna ploča sa vijcima, H=120mm, za MHS ormane W=500mm",904.63917525773195]
[110619,"CP MHS 16 50","Pokrivna ploča sa vijcima, H=160mm, za MHS ormane W=500mm",1027.9381443298969]
[110620,"CP MHS 10 60","Pokrivna ploča sa vijcima, H=100mm, za MHS ormane W=600mm",904.63917525773195]
[110621,"CP MHS 12 60","Pokrivna ploča sa vijcima, H=120mm, za MHS ormane W=600mm",991.752577319588]
[110622,"CP MHS 16 60","Pokrivna ploča sa vijcima, H=160mm, za MHS ormane W=600mm",1104.3298969072166]
[110623,"CP MHS 12 30 12M","Pokrivna ploča sa vijcima, 12 modula, H=120mm, za MHS ormane W=300mm",867.11340206185571]
[110624,"CP MHS 16 30 12M","Pokrivna ploča sa vijcima, 12 modula, H=160mm, za MHS ormane W=300mm",904.63917525773195]
[110625,"CP MHS 12 40 18M","Pokrivna ploča sa vijcima, 18 modula, H=120mm, za MHS ormane W=400mm",991.752577319588]
[110626,"CP MHS 16 40 18M","Pokrivna ploča sa vijcima, 18 modula, H=160mm, za MHS ormane W=400mm",1066.8041237113405]
[110627,"CP MHS 12 50 24M","Pokrivna ploča sa vijcima, 24 modula, H=120mm, za MHS ormane W=500mm",1104.3298969072166]
[110628,"CP MHS 16 50 24M","Pokrivna ploča sa vijcima, 24 modula, H=160mm, za MHS ormane W=500mm",1195.4639175257732]
[110629,"CP MHS 12 60 29M","Pokrivna ploča sa vijcima, 29 modula, H=120mm, za MHS ormane W=600mm",1153.9175257731958]
[110630,"CP MHS 16 60 29M","Pokrivna ploča sa vijcima, 29 modula, H=160mm, za MHS ormane W=600mm",1232.9896907216494]
[110631,"RC MHS 00 30 15","Kišni krov za MHS ormane 300x150mm",2223.4020618556706]
[110632,"RC MHS 00 30 20","Kišni krov za MHS ormane 300x200mm",2699.1752577319594]
[110633,"RC MHS 00 40 15","Kišni krov za MHS ormane 400x150mm",2699.1752577319594]
[110634,"RC MHS 00 40 20","Kišni krov za MHS ormane 400x200mm",2839.8969072164955]
[110635,"RC MHS 00 40 30","Kišni krov za MHS ormane 400x300mm",3449.6907216494842]
[110636,"RC MHS 00 50 20","Kišni krov za MHS ormane 500x200mm",3696.2886597938145]
[110637,"RC MHS 00 50 30","Kišni krov za MHS ormane 500x300mm",4119.7938144329901]
[110638,"RC MHS 00 60 20","Kišni krov za MHS ormane 600x200mm",3737.8350515463926]
[110639,"RC MHS 00 60 30","Kišni krov za MHS ormane 600x300mm",4870.3092783505163]
[110640,"RC MHS 00 80 20","Kišni krov za MHS ormane 800x200mm",5051.2371134020614]
[110641,"RC MHS 00 80 30","Kišni krov za MHS ormane 800x300mm",7183.5051546391769]
[110642,"RC MHS 00 100 30","Kišni krov za MHS ormane 1000x300mm",8767.6288659793827]
[110643,"SD MHS 30 20","Puna vrata za MHS ormane 300x200mm",1958.0412371134023]
[110644,"SD MHS 30 30","Puna vrata za MHS ormane 300x300mm",2352.0618556701033]
[110645,"SD MHS 40 30","Puna vrata za MHS ormane 400x300mm",2668.3505154639179]
[110646,"SD MHS 40 40","Puna vrata za MHS ormane 400x400mm",3271.4432989690722]
[110647,"SD MHS 50 40","Puna vrata za MHS ormane 500x400mm",3751.2371134020618]
[110648,"SD MHS 60 40","Puna vrata za MHS ormane 600x400mm",4385.1546391752581]
[110649,"SD MHS 60 50","Puna vrata za MHS ormane 600x500mm",4828.7628865979386]
[110650,"SD MHS 70 50","Puna vrata za MHS ormane 700x500mm",5907.6288659793818]
[110651,"SD MHS 60 60","Puna vrata za MHS ormane 600x600mm",6071.1340206185569]
[110652,"SD MHS 80 60","Puna vrata za MHS ormane 800x600mm",7887.1134020618574]
[110653,"SD MHS 100 60","Puna vrata za MHS ormane 1000x600mm",9098.659793814435]
[110654,"SD MHS 120 60","Puna vrata za MHS ormane 1200x600mm",10042.16494845361]
[110655,"SD MHS 60 80","Puna vrata za MHS ormane 600x800mm",7581.5463917525776]
[110656,"SD MHS 60 80 D","Puna dupla vrata for MHS ormane 600x800mm",9095.9793814432996]
[110657,"SD MHS 100 80","Puna vrata za MHS ormane 1000x800mm",11062.061855670105]
[110658,"SD MHS 120 80","Puna vrata za MHS ormane 1200x800mm",12785.56701030928]
[110659,"SD MHS 100 100 D","Puna dupla vrata for MHS ormane 1000x1000mm",13096.494845360827]
[110660,"SD MHS 120 100 D","Puna dupla vrata for MHS ormane 1200x1000mm",15362.783505154643]
[110661,"GD MHS 30 30","Zastakljena vrata za MHS ormane 300x300mm",4582.1649484536083]
[110662,"GD MHS 40 30","Zastakljena vrata za MHS ormane 400x300mm",5194.6391752577319]
[110663,"GD MHS 40 40","Zastakljena vrata za MHS ormane 400x400mm",6009.4845360824756]
[110664,"GD MHS 50 40","Zastakljena vrata za MHS ormane 500x400mm",6378.0412371134025]
[110665,"GD MHS 60 40","Zastakljena vrata za MHS ormane 600x400mm",6864.5360824742265]
[110666,"GD MHS 60 50","Zastakljena vrata za MHS ormane 600x500mm",7759.793814432991]
[110667,"GD MHS 70 50","Zastakljena vrata za MHS ormane 700x500mm",8578.659793814435]
[110668,"GD MHS 60 60","Zastakljena vrata za MHS ormane 600x600mm",9283.6082474226823]
[110669,"GD MHS 80 60","Zastakljena vrata za MHS ormane 800x600mm",10580.927835051547]
[110670,"GD MHS 100 60","Zastakljena vrata za MHS ormane 1000x600mm",12091.340206185569]
[110671,"GD MHS 120 60","Zastakljena vrata za MHS ormane 1200x600mm",15041.134020618558]
[110672,"GD MHS 60 80","Zastakljena vrata za MHS ormane 600x800mm",12264.226804123715]
[110673,"GD MHS 100 80","Zastakljena vrata za MHS ormane 1000x800mm",17536.597938144329]
[110674,"GD MHS 120 80","Zastakljena vrata za MHS ormane 1200x800mm",19989.17525773196]
[110675,"WB MHS 4","Rezervni zidni nosači,4 komada, 1 set",1050.7216494845361]
[110676,"WB MHS 6","Rezervni zidni nosači,6 komada, 1 set",1400.5154639175257]
[110677,"PM MHS 00 30","Set za postavljanje na stub W=300mm, 2 komada, 1 set",9122.7835051546408]
[110678,"PM MHS 00 40","Set za postavljanje na stub W=400mm, 2 komada, 1 set",9605.2577319587654]
[110679,"PM MHS 00 50","Set za postavljanje na stub W=500mm, 2 komada, 1 set",10086.391752577321]
[110680,"PM MHS 00 60","Set za postavljanje na stub W=600mm, 2 komada, 1 set",10566.18556701031]
[110681,"PM MHS 00 60-3","Set za postavljanje na stub W=600mm, 3 komada, 1 set",15847.938144329899]
[110682,"PM MHS 00 80","Set za postavljanje na stub W=800mm, 3 komada, 1 set",17612.989690721653]
[110683,"EC MHS","Kabl za uzemljenje, 190mm, M8-M8",254.63917525773195]
[110704,"LK MHS K","Bravica sa ključem",1463.5051546391751]
[110811,"CB MHS 5.5","Četkica za ulaz kablova, visina 55 mm, 25m rolna",113884.02061855671]
[110812,"CB MHS 3.5","Četkica za ulaz kablova, visina 35 mm, 25m rolna",66259.793814432996]
[]
["DC SPDs Ex9UEP, Class II, plug-in module design with optical status indication, suitable for PV applications"]
[108016,"Ex9UEP 20 1P 600","DC odvodnik Ex9UEP, klasa II, In=20kA, 600 V DC, 1MJ širina",4803.0309278350524]
[108017,"Ex9UEP 20R 1P 600","DC odvodnik Ex9UEP sa daljinskim kontaktom, klasa II, In=20kA, 600 V DC, 1MJ širina",5078.7113402061868]
[108018,"Ex9UEP 20 2P 600","DC odvodnik Ex9UEP, klasa II, In=20kA, 600 V DC, 2MJ širina, za neuzemljene fotonap.sisteme",5488.5463917525776]
[108019,"Ex9UEP 20R 2P 600","DC odvodnik Ex9UEP sa daljinskim kontaktom, klasa II, In=20kA, 600 V DC, 2MJ širina, za neuzemljene fotonap.sisteme",5762.7525773195885]
[110171,"Ex9UEP 20 1P 750","DC odvodnik Ex9UEP, klasa II, In=20kA, 750 V DC, 1MJ širina",4966.6701030927834]
[110172,"Ex9UEP 20R 1P 750","DC odvodnik Ex9UEP sa daljinskim kontaktom, klasa II, In=20kA, 750 V DC, 1MJ širina",5243.8247422680415]
[110173,"Ex9UEP 20 2P 750","DC odvodnik Ex9UEP, klasa II, In=20kA, 750 V DC, 2MJ širina, za neuzemljene fotonaposnke sisteme",5653.6597938144341]
[110174,"Ex9UEP 20R 2P 750","DC odvodnik Ex9UEP sa daljinskim kontaktom, klasa II, In=20kA, 750 V DC, 2MJ širina, za neuzemljene fotonaposnke sisteme",5929.3402061855677]
[108020,"Ex9UEP 20 2P 1200","DC odvodnik Ex9UEP, klasa II, In=20kA, 1200 V DC, 2MJ širina, za uzemljene fotonap.sisteme",5488.5463917525776]
[108021,"Ex9UEP 20R 2P 1200","DC odvodnik Ex9UEP sa daljinskim kontaktom, klasa II, In=20kA, 1200 V DC, 2MJ širina, za uzemljene fotonap.sisteme",5762.7525773195885]
[108022,"Ex9UEP 20 3P 1200","DC odvodnik Ex9UEP, klasa II, In=20kA, 1200 V DC, 3MJ širina, za neuzemljene fotonap.sisteme",6586.8453608247419]
[108023,"Ex9UEP 20R 3P 1200","DC odvodnik Ex9UEP sa daljinskim kontaktom, klasa II, In=20kA, 1200 V DC, 3MJ širina, za neuzemljene fotonap.sisteme",6862.5257731958773]
[110179,"Ex9UEP 20 2P 1500","DC odvodnik Ex9UEP, klasa II, In=20kA, 1500 V DC, 2MJ širina, za uzemljene fotonaposnke sisteme",6790.288659793815]
[110180,"Ex9UEP 20R 2P 1500","DC odvodnik Ex9UEP sa daljinskim kontaktom, klasa II, In=20kA, 1500 V DC, 2MJ širina, za uzemljene fotonaposnke sisteme",7114.6185567010307]
[110181,"Ex9UEP 20 3P 1500","DC odvodnik Ex9UEP, klasa II, In=20kA, 1500 V DC, 3MJ širina, za neuzemljene fotonaposnke sisteme",8087.6082474226814]
[110182,"Ex9UEP 20R 3P 1500","DC odvodnik Ex9UEP sa daljinskim kontaktom, klasa II, In=20kA, 1500 V DC, 3MJ širina, za neuzemljene fotonaposnke sisteme",8411.9381443298989]
[108024,"Ex9UEP 20 1P 600 M","DC odvodnik Ex9UEP izvlačivi modul samo za Ex9UEP 20 1P 600 uređaj, klasa II, In=20kA, 600 V DC, 1MU širina",2433.9484536082482]
[108025,"Ex9UEP 20 2P 600 M","DC odvodnik Ex9UEP izvlačivi modul samo za Ex9UEP 20 2P 600 uređaj, klasa II, In=20kA, 600 V DC, 1MU širina",2433.9484536082482]
[110183,"Ex9UEP 20 1P 750M","DC odvodnik Ex9UEP samo izvlačivi modul za  Ex9UEP 20 1P 750 device, klasa II, In=20kA, 750 V DC, 1MJ širina",2827.5670103092789]
[110184,"Ex9UEP 20 2P 750M","DC odvodnik Ex9UEP samo izvlačivi modul za  Ex9UEP 20 2P 750 device, klasa II, In=20kA, 750 V DC, 1MJ širina",2827.5670103092789]
[108026,"Ex9UEP 20 2P 1200 M","DC odvodnik Ex9UEP izvlačivi modul samo za Ex9UEP 20 2P 1200 uređaj, klasa II, In=20kA, 600 V DC, 1MU širina",2433.9484536082482]
[108027,"Ex9UEP 20 3P 1200 M","DC odvodnik Ex9UEP izvlačivi modul samo za Ex9UEP 20 3P 1200 uređaj, klasa II, In=20kA, 600 V DC, 1MU širina",2433.9484536082482]
[110187,"Ex9UEP 20 2P 1500M","DC odvodnik Ex9UEP samo izvlačivi modul za  Ex9UEP 20 2P 1500 device, klasa II, In=20kA, 750 V DC, 1MJ širina",2827.5670103092789]
[110188,"Ex9UEP 20 3P 1500M","DC odvodnik Ex9UEP samo izvlačivi modul za  Ex9UEP 20 3P 1200 device, klasa II, In=20kA, 750 V DC, 1MJ širina",2827.5670103092789]
[]
["DC Fuse disconnectors for PV application"]
[101766,"Ex9FP 1P 30A","Osigurač- rastavljač, 30 A, 1000 V DC, 1-polni, DC-20B, sa signalizacijom",424.57731958762884]
[101767,"Ex9FP 2P 30A","Osigurač- rastavljač, 30 A, 1000 V DC, 2-polni, DC-20B, sa signalizacijom",825.56701030927832]
[]
["Cylindrical Fuse Holder Ex9F"]
[104474,"Ex9F 1P 32A","Nosač cilindričnih osigurača, za osigurač 10x38mm 1P 32A ",395.09278350515473]
[104475,"Ex9F 1PN 32A ","Nosač cilindričnih osigurača, za osigurač 10x38mm 1PN 32A ",816.72164948453621]
[104476,"Ex9F 2P 32A ","Nosač cilindričnih osigurača, za osigurač 10x38mm 2P 32A ",840.30927835051557]
[104477,"Ex9F 3P 32A ","Nosač cilindričnih osigurača, za osigurač 10x38mm 3P 32A ",927.28865979381453]
[104478,"Ex9F 3PN 32A ","Nosač cilindričnih osigurača, za osigurač 10x38mm 3PN 32A ",1332.7010309278351]
[109054,"Ex9F 1P 32A WI","Nosač cilindričnih osigurača bez indikatora, za osigurač 10x38mm 1P 32A ",315.48453608247428]
[109055,"Ex9F 1PN 32A WI","Nosač cilindričnih osigurača bez indikatora, za osigurač 10x38mm 1PN 32A ",653.08247422680415]
[109056,"Ex9F 2P 32A WI","Nosač cilindričnih osigurača bez indikatora, za osigurač 10x38mm 2P 32A ",672.24742268041234]
[109057,"Ex9F 3P 32A WI","Nosač cilindričnih osigurača bez indikatora, za osigurač 10x38mm 3P 32A ",743.01030927835052]
[109058,"Ex9F 3PN 32A WI","Nosač cilindričnih osigurača bez indikatora, za osigurač 10x38mm 3PN 32A ",1065.8659793814436]
[104479,"Ex9F-14 1P 50A ","Nosač cilindričnih osigurača bez indikatora, za osigurač 14x51mm 1P 50A ",962.67010309278373]
[104480,"Ex9F-14 1PN 50A ","Nosač cilindričnih osigurača bez indikatora, za osigurač 14x51mm 1PN 50A ",1434.4226804123714]
[104481,"Ex9F-14 2P 50A ","Nosač cilindričnih osigurača bez indikatora, za osigurač 14x51mm 2P 50A ",1552.3608247422681]
[104482,"Ex9F-14 3P 50A ","Nosač cilindričnih osigurača bez indikatora, za osigurač 14x51mm 3P 50A ",2158.2680412371137]
[104483,"Ex9F-14 3PN 50A ","Nosač cilindričnih osigurača bez indikatora, za osigurač 14x51mm 3PN 50A ",2600.536082474227]
[104484,"Ex9F-22 1P 100A ","Nosač cilindričnih osigurača bez indikatora, za osigurač 22x58mm 1P 100A ",1242.7731958762888]
[104485,"Ex9F-22 1PN 100A ","Nosač cilindričnih osigurača bez indikatora, za osigurač 22x58mm 1PN 100A ",1945.9793814432992]
[104486,"Ex9F-22 2P 100A ","Nosač cilindričnih osigurača bez indikatora, za osigurač 22x58mm 2P 100A ",2155.3195876288664]
[104487,"Ex9F-22 3P 100A ","Nosač cilindričnih osigurača bez indikatora, za osigurač 22x58mm 3P 100A ",2413.3092783505163]
[104488,"Ex9F-22 3PN 100A ","Nosač cilindričnih osigurača bez indikatora, za osigurač 22x58mm 3PN 100A ",2933.7113402061855]
[]
["Fuse switch disconnector Ex9FS"]
[109840,"Ex9FS 1P 32A","Ex9FS kućište rastavljača sa osiguračem za stakleni osigurač 10x38mm 1P 32A ",474.70103092783518]
[109841,"Ex9FS 1PN 32A","Ex9FS kućište rastavljača sa osiguračem za stakleni osigurač 10x38mm 1PN 32A ",887.48453608247416]
[109842,"Ex9FS 2P 32A","Ex9FS kućište rastavljača sa osiguračem za stakleni osigurač 10x38mm 2P 32A ",1023.1134020618559]
[109843,"Ex9FS 3P 32A","Ex9FS kućište rastavljača sa osiguračem za stakleni osigurač 10x38mm 3P 32A ",1096.8247422680413]
[109844,"Ex9FS 3PN 32A","Ex9FS kućište rastavljača sa osiguračem za stakleni osigurač 10x38mm 3PN 32A ",1506.6597938144332]
[109845,"Ex9FS-14 1P 50A","Ex9FS-14 kućište rastavljača sa osiguračem za stakleni osigurač 14x51mm 1P 50A ",962.67010309278373]
[109846,"Ex9FS-14 1PN 50A","Ex9FS-14 kućište rastavljača sa osiguračem za stakleni osigurač 14x51mm 1PN 50A ",1438.8453608247426]
[109847,"Ex9FS-14 2P 50A","Ex9FS-14 kućište rastavljača sa osiguračem za stakleni osigurač 14x51mm 2P 50A ",1570.0515463917527]
[109848,"Ex9FS-14 3P 50A","Ex9FS-14 kućište rastavljača sa osiguračem za stakleni osigurač 14x51mm 3P 50A ",2088.9793814432987]
[109849,"Ex9FS-14 3PN 50A","Ex9FS-14 kućište rastavljača sa osiguračem za stakleni osigurač 14x51mm 3PN 50A ",2737.6391752577324]
[109850,"Ex9FS-22 1P 100A","Ex9FS-22 kućište rastavljača sa osiguračem za stakleni osigurač 22x58mm 1P 100A ",1307.6391752577319]
[109851,"Ex9FS-22 1PN 100A","Ex9FS-22 kućište rastavljača sa osiguračem za stakleni osigurač 22x58mm 1PN 100A ",2047.7010309278357]
[109852,"Ex9FS-22 2P 100A","Ex9FS-22 kućište rastavljača sa osiguračem za stakleni osigurač 22x58mm 2P 100A ",2268.8350515463922]
[109853,"Ex9FS-22 3P 100A","Ex9FS-22 kućište rastavljača sa osiguračem za stakleni osigurač 22x58mm 3P 100A ",2540.0927835051548]
[109854,"Ex9FS-22 3PN 100A","Ex9FS-22 kućište rastavljača sa osiguračem za stakleni osigurač 22x58mm 3PN 100A ",3087.0309278350519]
[]
["DC Modular Isolators Ex9IP for PV application"]
[101750,"Ex9IP 1P 16A","DC rastavljač snage, širina 1 modul, 1-polni, 16A",923.16082474226835]
[101751,"Ex9IP 1P 32A","DC rastavljač snage, širina 1 modul, 1-polni, 32A",1097.7762886597939]
[101752,"Ex9IP 1P 50A","DC rastavljač snage, širina 1 modul, 1-polni, 50A",1207.4185567010309]
[101753,"Ex9IP 1P 63A","DC rastavljač snage, širina 1 modul, 1-polni, 63A",1334.657731958763]
[101754,"Ex9IP 2P 16A","DC rastavljač snage, širina 2 modula, 2-polni, 16A",1675.7670103092785]
[101755,"Ex9IP 2P 32A","DC rastavljač snage, širina 2 modula, 2-polni, 32A",1992.5113402061857]
[101756,"Ex9IP 2P 50A","DC rastavljač snage, širina 2 modula, 2-polni, 50A",2196.9061855670102]
[101757,"Ex9IP 2P 63A","DC rastavljač snage, širina 2 modula, 2-polni, 63A",2428.3731958762892]
[101758,"Ex9IP 3P 16A","DC rastavljač snage, širina 3 modula, 3-polni, 16A",3048.3257731958765]
[101759,"Ex9IP 3P 32A","DC rastavljač snage, širina 3 modula, 3-polni, 32A",3624.962886597938]
[101760,"Ex9IP 3P 50A","DC rastavljač snage, širina 3 modula, 3-polni, 50A",3994.4979381443309]
[101761,"Ex9IP 3P 63A","DC rastavljač snage, širina 3 modula, 3-polni, 63A",4415.4701030927836]
[101762,"Ex9IP 4P 16A","DC rastavljač snage, širina 4 modula, 4-polni, 16A",4146.1020618556704]
[101763,"Ex9IP 4P 32A","DC rastavljač snage, širina 4 modula, 4-polni, 32A",4933.9020618556715]
[101764,"Ex9IP 4P 50A","DC rastavljač snage, širina 4 modula, 4-polni, 50A",5433.3835051546394]
[101765,"Ex9IP 4P 63A","DC rastavljač snage, širina 4 modula, 4-polni, 63A",6003.2525773195885]
[]
["Cable EV chargers Ex9EVC"]
[110688,"Ex9EVC1 T1 16A ","Kabl za punjenje EV, Tip 1, 1 fazni, 16 A",75958.865979381459]
[110689,"Ex9EVC1 T2 16A ","Kabl za punjenje EV, Tip 2, 1 fazni, 16 A",75958.865979381459]
[110690,"Ex9EVC1 T1 32A ","Kabl za punjenje EV, Tip 1, 1 fazni, 32 A",77419.690721649487]
[110691,"Ex9EVC1 T2 32A ","Kabl za punjenje EV, Tip 2, 1 fazni, 32 A",77419.690721649487]
[110692,"Ex9EVC3 T2 16A ","Kabl za punjenje EV, Tip 2, 3 fazni, 16 A",86188.65979381444]
[110693,"Ex9EVC3 T2 32A ","Kabl za punjenje EV, Tip 2, 3 fazni, 32 A",89112.989690721646]
[]
["Wall - mounted EV chargers Ex9EV"]
[110256,"Ex9EV1 T1 10A","Nazidni punjač za EV, Tip 1, 1 fazni, 10 A",92534.335051546412]
[110494,"Ex9EV1 T1 16A","Nazidni punjač za EV, Tip 1, 1 fazni, 16 A",92534.335051546412]
[110495,"Ex9EV1 T1 20A","Nazidni punjač za EV, Tip 1, 1 fazni, 20 A",92534.335051546412]
[110496,"Ex9EV1 T1 25A","Nazidni punjač za EV, Tip 1, 1 fazni, 25 A",92534.335051546412]
[110497,"Ex9EV1 T1 32A","Nazidni punjač za EV, Tip 1, 1 fazni, 32 A",92534.335051546412]
[110257,"Ex9EV1 T2 10A","Nazidni punjač za EV, Tip 2, 1 fazni, 10 A",92534.335051546412]
[110498,"Ex9EV1 T2 16A","Nazidni punjač za EV, Tip 2, 1 fazni, 16 A",92534.335051546412]
[110499,"Ex9EV1 T2 20A","Nazidni punjač za EV, Tip 2, 1 fazni, 20 A",92534.335051546412]
[110500,"Ex9EV1 T2 25A","Nazidni punjač za EV, Tip 2, 1 fazni, 25 A",92534.335051546412]
[110501,"Ex9EV1 T2 32A","Nazidni punjač za EV, Tip 2, 1 fazni, 32 A",92534.335051546412]
[110258,"Ex9EV3 T2 10A","Nazidni punjač za EV, Tip 2, 3 fazni, 10 A",110488.20618556702]
[110502,"Ex9EV3 T2 16A","Nazidni punjač za EV, Tip 2, 3 fazni, 16 A",110488.20618556702]
[110503,"Ex9EV3 T2 20A","Nazidni punjač za EV, Tip 2, 3 fazni, 20 A",110488.20618556702]
[110504,"Ex9EV3 T2 25A","Nazidni punjač za EV, Tip 2, 3 fazni, 25 A",110488.20618556702]
[110505,"Ex9EV3 T2 32A","Nazidni punjač za EV, Tip 2, 3 fazni, 32 A",110488.20618556702]
[]
["Plastic Consumer Units with metal door PMF-C combination of DIN rail and mounting plates"]
[110709,"PMF-C 36-1","Ugradna tabla za energetske (modularne) i IT uređaje - 3 reda",8175.2577319587645]
[110710,"PMF-C 48-1","Ugradna tabla za energetske (modularne) i IT uređaje - 4 reda",10347.731958762886]
[110711,"PMF-C 48-2","Ugradna tabla za energetske (modularne) i IT uređaje - 4 reda",10347.731958762886]
[110712,"PMF-C 60-1","Ugradna tabla za energetske (modularne) i IT uređaje - 5 redova",12280.309278350516]
[110713,"PMF-C 60-2","Ugradna tabla za energetske (modularne) i IT uređaje - 5 redova",12280.309278350516]
[110714,"PMF-C 60-3","Ugradna tabla za energetske (modularne) i IT uređaje - 5 redova",12280.309278350516]
[110715,"PWS PMF-C","Pregrada za integrisanu utičnicu",241.23711340206191]
[110716,"GS PMF-C","Modularna utičnica 16A, 250V - šuko",707.62886597938154]
[110717,"FS PMF-C","Modularna utičnica 16A, 250V - sa pinom za uzemljenje, French",739.79381443298962]
[110820,"DTH","Držač za dupli terminal (set, 2 kom.)",64.329896907216508]